## Table 1
PriceList
Switching and Controlling Products With effect from July 15th, 2025 se.com/in
Price List Contents
Easy TeSys
Easy TeSys Power Contactors (3 Pole) 08 Easy TeSys Power Contactors (4 Pole) 09 Easy TeSys Contactor Accessories 10 Easy TeSys Thermal Overload Relay 12 Easy TeSys Circuit Breaker for Motor Protection 13
TeSys Control
TeSys K Control Relays 18 TeSys K Power Contactors 18 TeSys K Accessories 19 TeSys Capacitor Duty Contactor 20 TeSys Deca Control Relays 21 TeSys Deca Power Contactors (3 Pole) 21 TeSys Deca Power Contactors (4 Pole) 22 TeSys Deca Advanced Contactor (3 Pole) 26 TeSys Deca Advanced Contactor (4 Pole) 26 TeSys Deca Accessories 28 TeSys Giga Power Contactors 36 TeSys Giga Accessories 37
TeSys Protect
TeSys Overload Relay 41 Electronic Over Current Relay 43
TeSys Power
TeSys Motor Circuit Breakers 46 Circuit Breakers for Motor Protection Accessories 47
TeSys Switches
TeSys Switches 50
TeSys Active
TeSys Island 52 TeSys U 54 TeSys T - iMCC Relays 56
Easy TeSys
Powering Simplicity in Control Solutions Easy TeSys provides you Essential control and protection for your applications. www.se.com/in
Easy TeSys The Easy choice for simplicity and ﬂexibility • 3 Pole and 4 Pole Power Contactor • Control Relays • Thermal Overload Relay • Circuit Breaker for Motor Protection • Accessories
|  | HVAC | [41 empty] | GenSet
|  | Pumps | [41 empty] | Textile
|  | Material Handling | [41 empty] | Packaging
Designed for the essential Two principles to build your starter solution
|  | 2-components solution (Thermal-magnetic circuit breaker + Contactor) | [42 empty] | 3-components solution (Magnetic circuit breaker or fuse + Contactor + TOR)
|  | Power protection or Magnetic circuit Fuse breaker | [42 empty] | Power and motor protection or Thermal-magnetic Thermal-magnetic circuit breaker circuit breaker
|  | Easy TeSys offer Motor control & protection | [42 empty] | Easy TeSys offer Motor control
To build the essential solutions in an easy and simple way
|  | Control | [64 empty] | Terminal block
|  | Reversor starter | [64 empty] | Star-Delta solution
Power Contactors LC1E (3 Pole AC Control)
FRAME-1 | [30 empty] | • Conformance to IEC 60947-4-1, CE Marking • Current Rating: 6A to 630A, AC-3 Rating • RSC available with Fuse, MPCB and MCCB
[Ie] Rated Operational Motor Power at 415V, 3Ph, Auxiliary Contacts Unit MRP [`] Frame Current 50Hz Reference
[15 empty] | AC-1 | [7 empty] | AC-3 | [8 empty] | HP | [8 empty] | kW | [8 empty] | NO | [10 empty] | NC | [11 empty] | M7 (220V) | [5 empty] | N5 (415V)
[15 empty] | 20 A | [7 empty] | 6 A | [8 empty] | 3 | [8 empty] | 2.2 | [8 empty] | - | [10 empty] | 1 | [7 empty] | LC1E0601* 0 |  |  |  | 1580 | [5 empty] | 1865
[15 empty] | 20 A | [7 empty] | 6 A | [8 empty] | 3 | [8 empty] | 2.2 | [8 empty] | 1 | [10 empty] | - | [7 empty] | LC1E0610* 0 |  |  |  | 1580 | [5 empty] | 1865
[15 empty] | 25 A | [7 empty] | 9 A | [8 empty] | 5.5 | [8 empty] | 4 | [8 empty] | - | [10 empty] | 1 | [7 empty] | LC1E0901* 0 |  |  |  | 1620 | [5 empty] | 1620
[15 empty] | 25 A | [7 empty] | 9 A | [8 empty] | 5.5 | [8 empty] | 4 | [8 empty] | 1 | [10 empty] | - | [7 empty] | LC1E0910* 0 |  |  |  | 1620 | [5 empty] | 1620
[15 empty] | 25 A | [7 empty] | 12 A | [8 empty] | 7.5 | [8 empty] | 5.5 | [8 empty] | - | [10 empty] | 1 | [7 empty] | LC1E1201* 0 |  |  |  | 1850 | [5 empty] | 1850
[15 empty] | 25 A | [7 empty] | 12 A | [8 empty] | 7.5 | [8 empty] | 5.5 | [8 empty] | 1 | [10 empty] | - | [7 empty] | LC1E1210* 0 |  |  |  | 1850 | [5 empty] | 1850
[15 empty] | 32 A | [7 empty] | 18 A | [8 empty] | 12 | [8 empty] | 9 | [8 empty] | - | [10 empty] | 1 | [7 empty] | LC1E1801* 0 |  |  |  | 2135 | [5 empty] | 2135
[15 empty] | 32 A | [7 empty] | 18 A | [8 empty] | 12 | [8 empty] | 9 | [8 empty] | 1 | [10 empty] | - | [7 empty] | LC1E1810* 0 |  |  |  | 2135 | [5 empty] | 2135
[15 empty] | 36 A | [7 empty] | 25 A | [8 empty] | 15 | [8 empty] | 11 | [8 empty] | - | [10 empty] | 1 | [7 empty] | LC1E2501* 0 |  |  |  | 2905 | [5 empty] | 3440
[15 empty] | 36 A | [7 empty] | 25 A | [8 empty] | 15 | [8 empty] | 11 | [8 empty] | 1 | [10 empty] | - | [7 empty] | LC1E2510* 0 |  |  |  | 2905 | [5 empty] | 2905
[15 empty] | 50 A | [7 empty] | 32 A | [8 empty] | 20 | [8 empty] | 15 | [8 empty] | - | [10 empty] | 1 | [7 empty] | LC1E3201* 0 |  |  |  | 6090 | [5 empty] | 7205
[15 empty] | 50 A | [7 empty] | 32 A | [8 empty] | 20 | [8 empty] | 15 | [8 empty] | 1 | [10 empty] | - | [7 empty] | LC1E3210* 0 |  |  |  | 6090 | [5 empty] | 6090
[15 empty] | 50 A | [7 empty] | 38 A | [8 empty] | 25 | [8 empty] | 18.5 | [8 empty] | - | [10 empty] | 1 | [7 empty] | LC1E3801* 0 |  |  |  | 7105 | [5 empty] | 8515
[15 empty] | 50 A | [7 empty] | 38 A | [8 empty] | 25 | [8 empty] | 18.5 | [8 empty] | 1 | [10 empty] | - | [7 empty] | LC1E3810* 0 |  |  |  | 7105 | [5 empty] | 7105
[15 empty] | 50 A | [7 empty] | 40 A | [8 empty] | 29 | [8 empty] | 22 | [8 empty] | - | [10 empty] | 1 | [7 empty] | LC1E40B01* |  |  |  | 7680 | [5 empty] | -
[15 empty] | 50 A | [7 empty] | 40 A | [8 empty] | 29 | [8 empty] | 22 | [8 empty] | 1 | [10 empty] | - | [7 empty] | LC1E40B10* |  |  |  | 7680 | [5 empty] | -
[15 empty] | 60 A | [7 empty] | 40 A | [8 empty] | 29 | [8 empty] | 22 | [8 empty] | 1 | [10 empty] | 1 | [7 empty] | LC1E40* 0 |  |  |  | 9535 | [5 empty] | 9535
FRAME-3 | [14 empty] | 70 A | [7 empty] | 50 A | [8 empty] | 34 | [8 empty] | 25/30 | [8 empty] | 1 | [10 empty] | 1 | [7 empty] | LC1E50* |  |  |  | 11605 | [5 empty] | 11605
[15 empty] | 80 A | [7 empty] | 65 A | [8 empty] | 50 | [8 empty] | 37 | [8 empty] | 1 | [10 empty] | 1 | [7 empty] | LC1E65* 0 |  |  |  | 15720 | [5 empty] | 15720
[15 empty] | 110 A | [7 empty] | 80 A | [8 empty] | 60 | [8 empty] | 45 | [8 empty] | 1 | [10 empty] | 1 | [7 empty] | LC1E80* 0 |  |  |  | 20445 | [5 empty] | 20445
[15 empty] | 120 A | [7 empty] | 95 A | [8 empty] | 60 | [8 empty] | 45 | [8 empty] | 1 | [10 empty] | 1 | [7 empty] | LC1E95* 0 |  |  |  | 24500 | [5 empty] | 24500
FRAME-2
FRAME-4
[Ie] Rated Operational Motor Power at 415V, Auxiliary Unit MRP [`] Frame Current 3Ph, 50Hz Contacts Reference
[15 empty] | AC-1 | [7 empty] | AC-3 | [8 empty] | HP |  |  |  |  | kW | [5 empty] | NO | [6 empty] | NC | [10 empty] | M7 (220V) | [7 empty] | N5 (415) |  |  |  | M5 (220V) | [5 empty] | N7 (415)
FRAME-5 | [14 empty] | 150 A | [7 empty] | 120 A | [8 empty] | 75 |  |  |  |  | 55 | [5 empty] | 1 | [6 empty] | 1 |  |  | LC1E120* | [7 empty] | - | [7 empty] | 29190 |  |  |  | 29190 | [5 empty] | -
[15 empty] | 200 A | [7 empty] | 160 A | [8 empty] | 120 |  |  |  |  | 90 | [5 empty] | 1 | [6 empty] | 1 |  |  | LC1E160* | [7 empty] | - | [7 empty] | 38540 |  |  |  | 38540 | [5 empty] | -
FRAME-6 | [14 empty] | 250 A | [7 empty] | 200 A | [8 empty] | 150 |  |  |  |  | 110 | [5 empty] | - | [6 empty] | - |  |  | LC1E200* | [7 empty] | - | [7 empty] | 53050 |  |  |  | 53050 | [5 empty] | -
[15 empty] | 300 A | [7 empty] | 250 A | [8 empty] | 175 |  |  |  |  | 132 | [5 empty] | - | [6 empty] | - |  |  | LC1E250* | [7 empty] | - | [7 empty] | 82625 |  |  |  | 69905 | [5 empty] | -
FRAME-7 | [14 empty] | 320 A | [7 empty] | 300 A | [8 empty] | 215 |  |  |  |  | 160 | [5 empty] | - | [6 empty] | - |  |  | LC1E300* | [7 empty] | - | [7 empty] | 86065 |  |  |  | 86065 | [5 empty] | -
[15 empty] | 500 A | [7 empty] | 400 A | [8 empty] | 295 |  |  |  |  | 220 | [5 empty] | - | [6 empty] | - |  |  | LC1E400* | [7 empty] | 107405 | [7 empty] | - |  |  |  | - | [5 empty] | 125725
FRAME-8 | [14 empty] | 700 A | [7 empty] | 500 A | [8 empty] | 375 |  |  |  |  | 280 | [5 empty] | - | [6 empty] | - |  |  | LC1E500* | [7 empty] | 151285 | [7 empty] | - |  |  |  | - | [5 empty] | -
FRAME-9 | [7 empty] | 1000 A 630 A 500 375 - - LC1E630* 212810 - - 251415
For other coil voltage ratings contactors, please contact Customer Care. * Reference to be completed by adding coil voltage code
For details on non standard references, technical parameters, accessories, compatibility, stockable and non stockable status please contact Customer Care
TeSys 3P Power Contactors 06 – 95A, 24V DC Coil
• Power Contactors – 6A to 95A, Control Voltage- 24V DC (launched and com-mercialized) • Fully tested, approved, and certiﬁed by national, international, and third-party organizations. ISO 9001 ISO 14000 • Conformance to IEC 60947-4-1, CE Marking
Power Contactors LC1E (3 Pole DC Control)
[Ie] Rated Operational Current Motor Power at 415V, 3Ph, Auxiliary Contacts Unit MRP Frame 50Hz Reference [`]
[8 empty] | AC-1 | [12 empty] | AC-3 | [10 empty] | HP |  |  | kW | [8 empty] | NO | [10 empty] | NC | [17 empty] | BD
[8 empty] | 20 A | [12 empty] | 6 A | [10 empty] | 3 |  |  | 2.2 | [8 empty] | - | [10 empty] | 1 | [11 empty] | LC1E0601* 0 | [5 empty] | 2875
[8 empty] | 20 A | [12 empty] | 6 A | [10 empty] | 3 |  |  | 2.2 | [8 empty] | 1 | [10 empty] | - | [11 empty] | LC1E0610* 0 | [5 empty] | 2875
[8 empty] | 25 A | [12 empty] | 9 A | [10 empty] | 5.5 |  |  | 4 | [8 empty] | - | [10 empty] | 1 | [11 empty] | LC1E0901* 0 | [5 empty] | 2875
[8 empty] | 25 A | [12 empty] | 9 A | [10 empty] | 5.5 |  |  | 4 | [8 empty] | 1 | [10 empty] | - | [11 empty] | LC1E0910* 0 | [5 empty] | 2875
[8 empty] | 25 A | [12 empty] | 12 A | [10 empty] | 7.5 |  |  | 5.5 | [8 empty] | - | [10 empty] | 1 | [11 empty] | LC1E1201* 0 | [5 empty] | 2975
[8 empty] | 25 A | [12 empty] | 12 A | [10 empty] | 7.5 |  |  | 5.5 | [8 empty] | 1 | [10 empty] | - | [11 empty] | LC1E1210* 0 | [5 empty] | 2975
[8 empty] | 32 A | [12 empty] | 18 A | [10 empty] | 12 |  |  | 9 | [8 empty] | - | [10 empty] | 1 | [11 empty] | LC1E1801* 0 | [5 empty] | 3470
[8 empty] | 32 A | [12 empty] | 18 A | [10 empty] | 12 |  |  | 9 | [8 empty] | 1 | [10 empty] | - | [11 empty] | LC1E1810* 0 | [5 empty] | 3470
[8 empty] | 36 A | [12 empty] | 25 A | [10 empty] | 15 |  |  | 11 | [8 empty] | - | [10 empty] | 1 | [11 empty] | LC1E2501* 0 | [5 empty] | 4760
[8 empty] | 36 A | [12 empty] | 25 A | [10 empty] | 15 |  |  | 11 | [8 empty] | 1 | [10 empty] | - | [11 empty] | LC1E2510* 0 | [5 empty] | 4760
[8 empty] | 50 A | [12 empty] | 32 A | [10 empty] | 20 |  |  | 15 | [8 empty] | - | [10 empty] | 1 | [11 empty] | LC1E3201* 0 | [5 empty] | 10415
[8 empty] | 50 A | [12 empty] | 32 A | [10 empty] | 20 |  |  | 15 | [8 empty] | 1 | [10 empty] | - | [11 empty] | LC1E3210* 0 | [5 empty] | 10415
[8 empty] | 50 A | [12 empty] | 38 A | [10 empty] | 25 |  |  | 18.5 | [8 empty] | - | [10 empty] | 1 | [11 empty] | LC1E3801* 0 | [5 empty] | 11905
[8 empty] | 50 A | [12 empty] | 38 A | [10 empty] | 25 |  |  | 18.5 | [8 empty] | 1 | [10 empty] | - | [11 empty] | LC1E3810* 0 | [5 empty] | 11905
[8 empty] | 60 A | [12 empty] | 40 A | [10 empty] | 29 |  |  | 22 | [8 empty] | 1 | [10 empty] | 1 | [11 empty] | LC1E40** 0 | [5 empty] | 19280
FRAME-3 | [7 empty] | 70 A | [12 empty] | 50 A | [10 empty] | 34 |  |  | 25/30 | [8 empty] | 1 | [10 empty] | 1 | [11 empty] | LC1E50** | [5 empty] | 19485
[8 empty] | 80 A | [12 empty] | 65 A | [10 empty] | 50 |  |  | 37 | [8 empty] | 1 | [10 empty] | 1 | [11 empty] | LC1E65** 0 | [5 empty] | 20385
[8 empty] | 110 A | [12 empty] | 80 A | [10 empty] | 60 |  |  | 45 | [8 empty] | 1 | [10 empty] | 1 | [11 empty] | LC1E80** 0 | [5 empty] | 26295
[8 empty] | 120 A | [12 empty] | 95 A | [10 empty] | 60 |  |  | 45 | [8 empty] | 1 | [10 empty] | 1 | [11 empty] | LC1E95** 0 | [5 empty] | 28720
FRAME-1
FRAME-2
FRAME-4
Power Contactors - FRAME-1 | [26 empty] | TeSys (4 Pole AC Control) • Conformance to IEC 60947-4-1, CE Marking • Current Rating: 20A to 125A, AC-1 rating • Available in 4NO and 2NO+2NC Power Pole combination • Wide Band Coil for all ratings in 220 & 415V AC 20 4NO LC1E06004*IN 1915 2280 1915 - 32 4NO LC1E12004*IN - - 2115 -
Unit MRP [`] Frame AC-1 Rating Power Reference Poles B7 F7 M5WB N5WB (24V) (110V) (220V) (415V)
25 4NO LC1E09004*IN 2030 2410 2030 2410
40 4NO LC1E18004*IN 2640 2640 2640 2640
FRAME-2 FRAME-3 FRAME-4 | [24 empty] | 50 4NO LC1E25004*IN 3340 3340 3340 3340 60 4NO LC1E38004*IN 6600 6600 6600 6600 85 4NO LC1E65004*IN 13910 16825 13910 13910 125 4NO LC1E95004* - - 19865 -
55 4NO LC1E32004*IN - 5640 5640 -
75 4NO LC1E40004*IN 12440 12440 10280 12440
110 4NO LC1E80004*IN 21310 21310 17620 -
For details on non standard references, technical parameters, accessories, compatibility, stockable and non stockable status please contact Customer Care
Unit MRP [`] Frame AC-1 Rating Power Reference Poles B7 F7 M5WB N5WB (24V) (110V) (220V) (415V)
FRAME-1 | [22 empty] | 20 2NO + 2NC LC1E06008*IN - - 2290 - 32 2NO + 2NC LC1E12008*IN 3140 3140 2640 -
25 2NO + 2NC LC1E09008*IN 2465 2465 2465 2465
40 2NO + 2NC LC1E18008*IN 2655 2655 2655 2655
FRAME-2 FRAME-3 | [22 empty] | 50 2NO + 2NC LC1E25008*IN - 4750 4750 5640 60 2NO + 2NC LC1E38008*IN - 9325 9325 9325 85 2NO + 2NC LC1E65008*IN - 17275 17275 17275
55 2NO + 2NC LC1E32008*IN 8945 - - 8945
75 2NO + 2NC LC1E40008*IN 13820 - 13820 16710
FRAME-4 110 2NO + 2NC LC1E80008*IN - - 24530 24530
For other coil voltage ratings contactors, please contact Customer Care. * Reference to be completed by adding coil voltage code
Control Relays - CAE, Conformance to IEC60947-5-1, CE Marking | [42 empty] | Spare Coil for Contactors
Auxiliary Contacts Reference Unit MRP [`] | [43 empty] | Contactor Reference
NO | [6 empty] | NC | [9 empty] | B5 | [7 empty] | F5 | [5 empty] | M5 |  |  |  |  | N5 | [7 empty] | 4 Pole Contactors
4 | [6 empty] | 0 |  |  | CAE40* | [6 empty] | 1845 | [7 empty] | 1545 | [5 empty] | 1545 |  |  |  |  | 1545 | [7 empty] | LC1E0600*…. LC1E1800* | [16 empty] | LAEX1T**
3 | [6 empty] | 1 |  |  | CAE31* | [6 empty] | 1845 | [7 empty] | 1845 | [5 empty] | 1545 |  |  |  |  | 1845 | [7 empty] | LC1E2500*…. LC1E3800* | [16 empty] | LAEX2T**
2 | [6 empty] | 2 |  |  | CAE22* | [6 empty] | 1845 | [7 empty] | 1545 | [5 empty] | 1545 |  |  |  |  | 1845 | [7 empty] | LC1E4000*…..LC1E9500* | [16 empty] | LAEX4T**
* Reference to be completed by adding coil voltage code and recommended to check availability with Customer Care team | [50 empty] | Control Contactors * Reference to be completed by adding coil voltage code and recommended to check availability with Customer Care team
CAE* LAEX12**
Accessories - For TeSys Contactors
Description | [14 empty] | For Use with | [26 empty] | Mounting | [10 empty] | Contacts | [9 empty] | Reference | [11 empty] | Unit MRP [`]
[42 empty] | FRONT | [10 empty] | 1NO+1NC | [9 empty] | LAEN11 0 | [11 empty] | 480
[42 empty] | FRONT | [10 empty] | 2NO | [9 empty] | LAEN20 0 | [11 empty] | 480
Auxiliary contact block | [14 empty] | LC1E06..E630 & LC1E0600..E9500 | [26 empty] | FRONT | [10 empty] | 2NC | [9 empty] | LAEN02 0 | [11 empty] | 565
[42 empty] | FRONT | [10 empty] | 2NO+2NC | [9 empty] | LAEN22 0 | [11 empty] | 870
[42 empty] | FRONT | [10 empty] | 4NO | [9 empty] | LAEN40 0 | [11 empty] | 870
Star delta timer | [14 empty] | LC1E25..E630 | [47 empty] | LAETSD 0 | [11 empty] | 3945
Description For Use with Coil Voltage Reference Unit MRP [`]
Surge suppressor* | [29 empty] | LC1E06...E95 24..48V AC LAERCE 2605
LC1E06...E95 110..240V AC LAERCU 1105
*For higher rating contactors, contact Customer Care
Description
For Use with | [22 empty] | Reference | [21 empty] | Unit MRP [`]
LC1E06..E65 & LC1E0600*..E3800* | [22 empty] | LAEM1 | [21 empty] | 990
LC1E80/E95 & LC1E4000*…LC1E9500* | [22 empty] | LAEM4 | [21 empty] | 3215
LC1E120..E160 | [22 empty] | LAEM5 | [21 empty] | 5995
LC1E200/E250 | [22 empty] | LAEM6 | [21 empty] | 6115
Mechanical Interlock
*Reference to be completed by adding coil voltage
For details on non standard references, technical parameters, accessories, compatibility, stockable and non stockable status please contact Customer Care
3 Pole Accessories Compatibility 4 Pole Accessories Compatibility
Contactor | [10 empty] | Built in contacts | [7 empty] | -"&/tt | [9 empty] | -"&3$t | [6 empty] | LAEM
LC1E06 | [10 empty] | 1NO or 1NC | [7 empty] | 1 | [9 empty] | 1 | [6 empty] | 1
LC1E09
LC1E12
LC1E18
LC1E25 | [18 empty] | 1
LC1E32
LC1E38
LC1E40B
LC1E40 | [10 empty] | 1NO + 1NC
LC1E50
LC1E65
LC1E80
LC1E95
LC1E120 | [28 empty] | -
LC1E160
LC1E200 | [10 empty] | - | [7 empty] | 2
LC1E250
LC1E300
LC1E400
LC1E500
LC1E630
Contactor | [10 empty] | -"&/tt | [9 empty] | LAEM | [10 empty] | -"&3$t
LC1E06 | [10 empty] | 1 | [9 empty] | 1 | [10 empty] | 1
LC1E09
LC1E12
LC1E18
LC1E25
LC1E32
LC1E38
LC1E40
LC1E50
LC1E65
LC1E80
LC1E95
Control Relay Accessories Compatibility
Control Relay | [10 empty] | LAEN* | [15 empty] | LAERC
CAE | [10 empty] | 1 of LAEN11 or LAEN20 or LAEN02 or LAEN22 | [15 empty] | 1
Easy TeSys The performance you need Control Relay • Easy TeSys
Circuit breaker Choose from: • Easy TeSys GZ E • TeSys GV
Contactor • Easy TeSys
Thermal overlo relay (TOR) • Easy TeSys
For details on non standard references, technical parameters, accessories, compatibility, stockable and non stockable status please contact Customer Care
Thermal Overload Relay - | [18 empty] | TeSys | [11 empty] | • Conformance to IEC 60947-4-1, CE Marking • Range : 0.1A to 630A • Tripping Class : 10A • Direct & Independent mounting
Thermal Protection Adjustment Range | [33 empty] | For Use with Contactor | [18 empty] | Reference | [21 empty] | Unit MRP [`]
LRE
0.25...0.4 | [33 empty] | E06...E38 | [18 empty] | LRE03 | [21 empty] | 2530
0.4...0.63 | [33 empty] | E06...E38 | [18 empty] | LRE04 | [21 empty] | 2530
0.63...1 | [33 empty] | E06...E38 | [18 empty] | LRE05 0 | [21 empty] | 2530
1...1.6 | [33 empty] | E06...E38 | [18 empty] | LRE06 0 | [21 empty] | 2530
1.6...2.5 | [33 empty] | E06...E38 | [18 empty] | LRE07 0 | [21 empty] | 2530
2.5...4 | [33 empty] | E06...E38 | [18 empty] | LRE08 0 | [21 empty] | 2530
4...6 | [33 empty] | E06...E38 | [18 empty] | LRE10 0 | [21 empty] | 2530
5.5...8 | [33 empty] | E09...E38 | [18 empty] | LRE12 0 | [21 empty] | 2530
7...10 | [33 empty] | E09...E38 | [18 empty] | LRE14 0 | [21 empty] | 2530
9...13 | [33 empty] | E12...E38 | [18 empty] | LRE16 0 | [21 empty] | 2530
12...18 | [33 empty] | E18...E38 | [18 empty] | LRE21 0 | [21 empty] | 2805
16...24 | [33 empty] | E25...E38 | [18 empty] | LRE22 0 | [21 empty] | 3240
23...32 | [33 empty] | E25...E38 | [18 empty] | LRE32 0 | [21 empty] | 4330
30...38 | [33 empty] | E38 | [18 empty] | LRE35 0 | [21 empty] | 4880
17...25 | [33 empty] | E40...E95 | [18 empty] | LRE322 | [21 empty] | 5505
23...32 | [33 empty] | E40...E95 | [18 empty] | LRE353 | [21 empty] | 5505
30...40 | [33 empty] | E40...E95 | [18 empty] | LRE355 | [21 empty] | 5505
37...50 | [33 empty] | E50...E95 | [18 empty] | LRE357 0 | [21 empty] | 5505
48...65 | [33 empty] | E65...E95 | [18 empty] | LRE359 | [21 empty] | 7225
Thermal Protection Adjustment Range | [33 empty] | For Use with Contactor | [18 empty] | Reference | [21 empty] | Unit MRP [`]
LRE
55...70 | [33 empty] | E80...E95 | [18 empty] | LRE361 | [21 empty] | 8555
63...80 | [33 empty] | E80...E95 | [18 empty] | LRE363 | [21 empty] | 8935
80...104 | [33 empty] | E95 | [18 empty] | LRE365 | [21 empty] | 8935
51...81 | [33 empty] | E120...E300 | [18 empty] | LRE480 | [21 empty] | 16730
62...99 | [33 empty] | E120...E300 | [18 empty] | LRE481 | [21 empty] | 16730
84...135 | [33 empty] | E120...E300 | [18 empty] | LRE482 | [21 empty] | 16730
124...198 | [33 empty] | E160...E300 | [18 empty] | LRE483 | [21 empty] | 16730
146...234 | [33 empty] | E200...E300 | [18 empty] | LRE484 | [21 empty] | 16730
174...279 | [33 empty] | E250...E300 | [18 empty] | LRE485 | [21 empty] | 16730
208...333 | [33 empty] | E300 | [18 empty] | LRE486 | [21 empty] | 18230
258…414 | [33 empty] | E300…E400 | [18 empty] | LRE487 | [21 empty] | 22180
Accessories for Relay
Accessory | [33 empty] | For Relay | [18 empty] | Reference | [21 empty] | Unit MRP [`]
Separate Mounting Block | [33 empty] | LRE01…LRE35 | [18 empty] | LAEB1 | [21 empty] | 890
[34 empty] | LRE322…LRE365 | [18 empty] | LAEB3 | [21 empty] | 2055
For details on non standard references, technical parameters, accessories, compatibility, stockable and non stockable status please contact Customer Care
Circuit Breaker for Motor Protection - GZ1E - Pushbutton control
Motor Protection Circuit Breaker - | [39 empty] | • Conformance to IEC60947-1,-2,-4, CE Marking • Range : 0.1A to 32A • Breaking Capacity upto 100KA TeSys
Breaking Capacity at 50 Hz Thermal Protection Adjustment Range (A) Reference Unit MRP 690 V 500 V [`]
GZ1-E Thermal Magnetic - With Pushbutton Control
0.1 - 0.16 GZ1E01 4800
0.16 - 0.25 GZ1E02 4800
0.25 - 0.40 GZ1E03 4800
100 kA 100 kA | [38 empty] | 0.40 - 0.63 GZ1E04 5585 1.0 – 1.6 GZ1E06 5475
0.63 – 1.0 GZ1E05 5585
1.6 – 2.5 GZ1E07 5475
2 kA 100 kA | [41 empty] | 2.5 – 4 GZ1E08 5685
[12 empty] | 30 kA | [16 empty] | 4 – 6.3 GZ1E10 5685
2 kA | [22 empty] | 8 kA 6 – 10 GZ1E14 6060
9 – 14 GZ1E16 6830
2 kA 5 kA | [41 empty] | 13 – 18 GZ1E20 7430
17 – 23 GZ1E21 7835
2 kA 3 kA 20 – 25 GZ1E22 8225
24 – 32 GZ1E32 14680
Breaking Capacity at 50 Hz 690 V 500 V
Magnetic Protection (A) | [22 empty] | Reference | [25 empty] | Unit MRP [`]
1 | [22 empty] | GZ1LE05 | [25 empty] | 3505
1.6 | [22 empty] | GZ1LE06 | [25 empty] | 3505
2.5 | [22 empty] | GZ1LE07 | [25 empty] | 3505
4 | [22 empty] | GZ1LE08 | [25 empty] | 3505
10 | [22 empty] | GZ1LE14 | [25 empty] | 3505
14 | [22 empty] | GZ1LE16 | [25 empty] | 3785
18 | [22 empty] | GZ1LE20 | [25 empty] | 3785
25 | [22 empty] | GZ1LE22 | [25 empty] | 3785
32 | [22 empty] | GZ1LE32 | [25 empty] | 4490
GZ1-LE Magnetic- With Pushbutton Control 100 kA 100 kA
2 kA 100 kA
2 kA | [22 empty] | 8 kA
2 kA 5 kA
2 kA 3 kA
Accessories - TeSys Circuit Breaker for Motor Protection
Description Mounting Contacts Reference Unit MRP [`]
Auxillary Contact Block | [20 empty] | 1NO+1NC GZ1AN11 885 LH side Mounted
2NO GZ1AN20 1145
Electric Trips
Description Mounting Range Reference Unit MRP [`]
Undervoltage Shunt trip | [20 empty] | RH Side Mounted | [20 empty] | 380…400 V (50 Hz) GZ1AU385 3895
220…240 V (50 Hz) GZ1AS225 5640
For details on non standard references, technical parameters, accessories, compatibility, stockable and non stockable status please contact Customer Care
> Control > Protect > Power > Active
Innovative and connected solutions for motor starters TeSys is an innovative motor control and management solution from the global market leader. TeSys offers connected, efﬁcient products and solutions for switching and protection of motors and electrical loads in compliance with all major global electrical standards TeSys Function Names
Start smart. Run smart. With TeSys motor controls.
[9 empty] | Stay smart with the world’s best-selling motor control solutions from the inventor of the world’s ﬁrst contactor - Schneider Electric™. For almost a century, TeSys motor controls have driven the industry with innovations in motor protection, monitoring, and control. | [39 empty] | It started with the introduction of the industry’s ﬁrst BAR contactor in 1924, and today, the legacy of innovation is built into every TeSys motor control device. Best-in-class safety and reliability, plug-and-play architecture, and ﬂexible functionality mean TeSys motor control solutions can meet your requirements across a wide range of applications, from the most common to the most advanced. 02
A Century 2019 02 of Innovation and Leadership TeSys Deca Advanced TeSys island TeSys Tera
1973 2004
924 | [17 empty] | 1st Modular Contactor | [17 empty] | 1st Modular 3 in 1 Motor Starter TeSys Ultra | [15 empty] | 20 6 | [15 empty] | 2021
1st BAR Contactor 93 | [28 empty] | 2000 | [14 empty] | 2008 | [13 empty] | TeSys D Green | [11 empty] | TeSys Giga TeSys Deca
1st Enclosed Motor Starter | [31 empty] | TeSys D Contactor | [11 empty] | GV3 MSP with
Superior safety for all industries
TeSys motor controls come with all of the isolation, protection and emergency handling you need to comply with international codes. High-contrast covers identify safety-critical devices to prevent inadvertent manual operation. Every TeSys contactor is both mechanically linked and equipped with mirror contacts for safety applications and wherever auxiliary contact state reliability is critical.
HVAC Ensure 24/7 availability of your HVAC system with reliable products that can reach high ambient temperatures without derating. Packaging Keep pace with the most demanding, high-end packing applications with solutions that can perform 30 million AC53a electrical cycles, like TeSys H. | [26 empty] | Conveying Decentralize the control cabinet of your conveyor line and beneﬁt from up to 80% space reduction. Oil and Gas Keep your employees and assets safe and improve uptime in onshore and offshore applications: pipeline operations: LNG and natural gas processing: and reﬁning and petrochemical applications. | [21 empty] | Genset Make certain your generator starts even in the harshest conditions with robust TeSys solutions. Water and Wastewater Optimize the treatment and delivery of safer water by reducing energy usage and lowering operating costs. | [20 empty] | Pumping Optimize single or multi-drive boosters for industry or infrastructure with energy and cost-effective solutions. Food and Beverage Serve your customers with environmentally friendly products to improve sustainability, efﬁciency, and ﬂexibility, allowing you to adapt to changing customer habits.
Online selection tool EcoStruxure™ Motor Control Conﬁgurator For Direct-On-Line and Star-Delta starters, motor circuit breakers with advanced protection, motor management relays, conﬁgurations for total coordination, drives, and soft starters. No matter what kind of starting method you need, our online EcoStruxure™ Motor Control Starter Conﬁgurator will help you to quickly and easily select the optimal combination of components to ensure maximized motor safety, protection, and uptime.
Scan or click on the QR code
TeSys Range TeSys Component Series Names Series names are now grouped as per the current ratings • Series names group conventional components (circuit breakers, contactors, relays, overcurrent relays) by current rating ranges. - 0 to 16 A > TeSys K Series - 9 to 150 A > TeSys ‘Deca’ Series - 185 to 800 A > TeSys ‘Giga’ Series. • TeSys advanced components have a speciﬁc classiﬁcation. - 0 to 38 A All-in-one starters > TeSys ‘Ultra’ Series - 0 to 80 A Motor Control/Protection/Monitoring system > TeSys ‘island’ Series. • Other TeSys component names remain unchanged (TeSys F, TeSys B, TeSys T).
TeSys Control TeSys K
Control Relays - K Model (AC & DC Control) • Conformance IEC, UL, CSA, CE Marking • Inbuilt 4 auxiliary contacts • 10A thermal rating • Available with AC (50/60Hz Dual frequency), DC & DC low consumption coil options
No of Poles AC Control Unit MRP [`] DC Control Unit MRP [`] Reference B7 (24V) F7 (110V) M7 (220V) N7 (415V) Reference (4) BD (24V) FD (110V) MD (220V)
2NO + 2NC | [10 empty] | CA2KN22* 2085 | [19 empty] | 2085 2085 | [14 empty] | 2085 | [6 empty] | CA3KN22** | [8 empty] | 2900 | [6 empty] | 2900 | [5 empty] | 2900
3NO + 1NC | [10 empty] | CA2KN31* 2085 | [19 empty] | 2085 2085 | [14 empty] | - | [6 empty] | CA3KN31** | [8 empty] | 2900 | [6 empty] | 2900 | [5 empty] | 2900
4NO | [10 empty] | CA2KN40* 2085 | [19 empty] | 2085 2085 | [14 empty] | 2490
No of Poles | [10 empty] | DC low consumption Reference (1) (2) (3) | [50 empty] | BW3 (24V) | [6 empty] | Unit MRP [`] EW3 (48V) | [5 empty] | SW3 (72V)
2NO + 2NC | [10 empty] | CA4KN22*** | [50 empty] | 3555 | [6 empty] | 4265 | [5 empty] | 3555
3NO + 1NC | [10 empty] | CA4KN31*** | [50 empty] | 3555 | [6 empty] | 4265 | [5 empty] | -
4NO | [10 empty] | CA4KN40*** | [50 empty] | 3555 | [6 empty] | 4265 | [5 empty] | -
For other coil voltage ratings regarding above, please contact Schneider Electric customer care. * Reference to be completed by adding coil voltage code (1) Compatible with PLC outputs (2) Wide range coil (0.7. 1.25Uc), suppressor ﬁtted as standard (3) 2 pole auxiliary contact block can be mounted additionally (4) Optional in-built surge supressor available Power Contactors - K Model (3 Pole AC & DC Control) • Conformance to IEC, UL, CSA • Current Rating : 6A to 16A, AC-3 duty • 1NO or 1NC inbuilt auxiliary contact • Available in 3P & 4P version • Available with AC (50/60Hz Dual frequency), DC & DC low consumption(5) coil options
Motor Power (kW)
Auxiliary Contacts | [6 empty] | AC Control Reference | [7 empty] | B7 (24V) | [7 empty] | Unit MR F7 (110V) | [8 empty] | P [`] M7 (220V) | [8 empty] | N7 (415V) |  |  |  |  | DC Control Reference(5) | [10 empty] | BD (24V) |  |  |  |  | Unit MRP [`] FD (110V) | [7 empty] | MD (220V)
1NC | [6 empty] | LC1K0601* | [7 empty] | 1830 | [7 empty] | 1830 | [8 empty] | 1830 | [8 empty] | 2225 |  |  |  |  | LP1K0601** | [10 empty] | 2860 |  |  |  |  | 3455 | [7 empty] | -
1NO | [6 empty] | LC1K0610* | [7 empty] | 1830 | [7 empty] | 1830 | [8 empty] | 1830 | [8 empty] | 1830 |  |  |  |  | LP1K0610** | [10 empty] | 2860 |  |  |  |  | 3455 | [7 empty] | -
1NC | [6 empty] | LC1K0901* | [7 empty] | 1915 | [7 empty] | 1915 | [8 empty] | 1915 | [8 empty] | 2315 |  |  |  |  | LP1K0901** | [10 empty] | 3110 |  |  |  |  | 3110 | [7 empty] | 3110
1NO | [6 empty] | LC1K0910* | [7 empty] | 1915 | [7 empty] | 1915 | [8 empty] | 1915 | [8 empty] | 1915 |  |  |  |  | LP1K0910** | [10 empty] | 3110 |  |  |  |  | 3110 | [7 empty] | 3110
1NC | [6 empty] | LC1K1201* | [7 empty] | 2165 | [7 empty] | 2165 | [8 empty] | 2165 | [8 empty] | - |  |  |  |  | LP1K1201** | [10 empty] | 3605 |  |  |  |  | - | [7 empty] | -
1NO | [6 empty] | LC1K1210* | [7 empty] | 2165 | [7 empty] | 2165 | [8 empty] | 2165 | [8 empty] | 2610 |  |  |  |  | LP1K1210** | [10 empty] | 3605 |  |  |  |  | 4360 | [7 empty] | 4400
1NC | [6 empty] | LC1K1601* | [7 empty] | 2560 | [7 empty] | 2560 | [8 empty] | 2560 | [8 empty] | - |  |  |  |  | - | [10 empty] | - |  |  |  |  | - | [7 empty] | -
1NO | [6 empty] | LC1K1610* | [7 empty] | 2560 | [7 empty] | 2560 | [8 empty] | 2560 | [8 empty] | - |  |  |  |  | - | [10 empty] | - |  |  |  |  | - | [7 empty] | -
3 5.5 7.5 10
For other coil voltage ratings contactors, please contact Customer Care. * Reference to be completed by adding coil voltage code (5) For low consumption offer, please contact Customer Care Reversing Contactors - K Model
• Conformance to IEC, UL, CSA, CE • Current Rating : 6A to 16A, AC-3 duty • 1NO or 1NC inbuilt auxiliary contact • Available in 3P & 4P version • Available with AC(50/60Hz Dual frequency), DC & DC low consumption(6) coil options
Motor Power Auxiliary Contacts AC Control Reference Unit MRP [`] (kW)
[46 empty] | F7 (110V) | [8 empty] | M7 (220V)
1 NC | [17 empty] | LC2K0601* | [27 empty] | 6095 | [8 empty] | 6095
1 NO | [17 empty] | LC2K0610* | [27 empty] | 6095 | [8 empty] | 6095
1 NC | [17 empty] | LC2K0901* | [27 empty] | 6505 | [8 empty] | 6505
1 NO | [17 empty] | LC2K0910* | [27 empty] | 6505 | [8 empty] | 6505
1 NC | [17 empty] | LC2K1201* | [27 empty] | 6705 | [8 empty] | 6705
1 NO | [17 empty] | LC2K1210* | [27 empty] | 6705 | [8 empty] | 6705
1 NC | [17 empty] | LC2K1601* | [27 empty] | 9005 | [8 empty] | 9005
1 NO | [17 empty] | LC2K1610* | [27 empty] | 7485 | [8 empty] | 9005
3 5.5 7.5 10
For other coil voltage ratings contactors, please contact Customer Care. * Reference to be completed by adding coil voltage code (6) For current rating and ref please contact Customer Care
For details on non standard references, technical parameters, accessories, compatibility, stockable and non stockable status please contact Customer Care
TeSys K
Accessories - K Model
Description
Mounting | [9 empty] | Contacts | [13 empty] | Reference | [12 empty] | Unit MRP [`]
Front | [9 empty] | 2NC | [13 empty] | LA1KN02 | [12 empty] | 1005
Front | [9 empty] | 1NO + 1NC | [13 empty] | LA1KN11 0 | [12 empty] | 920
Front | [9 empty] | 2NO | [13 empty] | LA1KN20 | [12 empty] | 1005
Front | [9 empty] | 4NC | [13 empty] | LA1KN04 | [12 empty] | 1550
Front | [9 empty] | 1NO + 3NC | [13 empty] | LA1KN13 | [12 empty] | 1550
Front | [9 empty] | 2NO + 2NC | [13 empty] | LA1KN22 0 | [12 empty] | 1550
Front | [9 empty] | 3NO + 1NC | [13 empty] | LA1KN31 | [12 empty] | 1550
Front | [9 empty] | 4NO | [13 empty] | LA1KN40 | [12 empty] | 1550
Auxiliary contact block
Description
Control Voltage | [9 empty] | Range | [12 empty] | Reference | [13 empty] | Unit MRP [`]
24..48 V AC/DC | [9 empty] | 1..30S | [12 empty] | LA2KT2E | [13 empty] | 5070
110..240 V AC | [9 empty] | 1..30S | [12 empty] | LA2KT2U | [13 empty] | 4845
On Delay Electronic Timer
Description | [31 empty] | Coil Voltage | [18 empty] | Reference | [21 empty] | Unit MRP [`]
Surge Suppressor - RC Ciruit | [31 empty] | 220..250V AC | [18 empty] | LA4KA1U* | [21 empty] | 1322
Surge Suppressor - Varistor | [31 empty] | 130..250V AC/DC | [18 empty] | LA4KE1UG* | [21 empty] | 1322
Surge Suppressor - Varistor | [31 empty] | 50..129V AC/DC | [18 empty] | LA4KE1FC* | [21 empty] | 1322
* Lot size 5 (1) Front mounted with common point changeover contact
For details on non standard references, technical parameters, accessories, compatibility, stockable and non stockable status please contact Customer Care
TeSys Capacitor Duty Contactor
Capacitor Duty Contactor
Nominal Reactive Power 440V | [29 empty] | Auxiliary Contacts | [15 empty] | Reference | [14 empty] | Unit MRP [`] F7 (110 V) M7 (220V)
LC1-D•K - with Damping Resistors & Block of | [29 empty] | Early Make poles
12.5 kVar | [29 empty] | 1NO + 2NC | [15 empty] | LC1DFK* | [14 empty] | 6150 6150
16.7 kVar | [29 empty] | 1NO + 2NC | [15 empty] | LC1DGK* | [14 empty] | 8635 8635
20 kVar | [29 empty] | 1 NO + 2 NC | [15 empty] | LC1DLK | [14 empty] | 9700 -
25 kVar | [29 empty] | 1NO + 2NC | [15 empty] | LC1DMK* | [14 empty] | 10640 10640
32 kVar | [29 empty] | 1 NO + 2NC | [15 empty] | LC1DPK* | [14 empty] | 23180 23180
40 kVar | [29 empty] | 1NO + 2NC | [15 empty] | LC1DTK* | [14 empty] | 31930 31930
60 kVar | [29 empty] | 1NO + 2NC | [15 empty] | LC1DWK12* | [14 empty] | 35945 35945
For other coil voltage ratings contactors, please contact Customer Care. * Reference to be completed by adding coil voltage code
| Instruction Manual Video for Capacitor Duty Contactors | [11 empty] | Guide for the Design and Production of LV Power Factor Correction Cubicles
For complete information on selection of capacitor switching please refer to the TeSys catalogue
For details on non standard references, technical parameters, accessories, compatibility, stockable and non stockable status please contact Customer Care
TeSys Deca
The next-generation TeSys Deca series motor starters offer a reliable and robust solution for a faster machine time-to-market. It has a new modern look & feel and is designed to meet the requirements of Electro domestic applications. Ease of operation and reliability is guaranteed with the new multi-standard screws. Digital customer experience is enhanced with a QR embedded from product to packaging.
TeSys Deca Control Contactors (AC & DC Control) • Conformance to IEC, UL, CSA • 5 inbuilt auxiliary contacts, in just 2 variants • Available with AC (50/60Hz Dual frequency), DC & DC low consumption coil options • High Operating ambient temperature upto 60 Deg C • Inbuilt surge suppressor for DC & DC low consumption
No of Poles AC Control Unit MRP [`] DC Control Unit MRP [`] Reference B7 (24V) F7 (110V) M7 (220V) N7 (415V) Reference (4) BD (24V) FD (110V) MD (220V)
3NO + 2NC CAD32* 2125 2125 2125 2125 CAD32** 3055 3055 3055
5NO CAD50* 2125 2125 2125 - CAD50** 3055 3055 3055
No of Poles | [18 empty] | DC low consumption Reference (1) (2) (3) | [24 empty] | BL (24V) | [24 empty] | Unit MRP [`] FL (110V) | [5 empty] | ML (220V)
3NO + 2NC | [18 empty] | CAD32*** | [24 empty] | 3820 | [24 empty] | 4580 | [5 empty] | 6475
5NO | [18 empty] | CAD50*** | [24 empty] | 3820 | [24 empty] | 4580 | [5 empty] | 3820
For other coil voltage ratings contactors, please contact Customer Care. * Reference to be completed by adding coil voltage code (1) Compatible with PLC outputs (2) Wide range coil (0.7. 1.25Uc), suppressor ﬁtted as standard (3) 2 pole auxiliary block can be mounted
Power Contactors - Deca Model (3 Pole AC & DC Control) • Conformance to IEC, UL, CSA • Available with AC (50/60Hz Dual frequency), DC & DC low consumption coil options • High Operating ambient temperature, no derating upto 60 Deg C • Inbuilt 1NO + 1NC auxiliary contacts upto 150A • High electrical and mechanical life • Fuse-less Type 2 Co-ordination Charts available • EverLink® terminal for 40, 50, 65 & 80A contactors • Inbuilt surge suppressor in DC coil for 9-80A
[Ie] Rated Operational Current AC-1 | [11 empty] | kW | [8 empty] | AC-3 Duty HP | [10 empty] | A | [8 empty] | Auxiliary Contacts | [9 empty] | AC Control Reference | [9 empty] | M7 (220V) | [7 empty] | Unit MRP [`] N7 (415V) | [5 empty] | F7 (110V)
25 | [11 empty] | 4 | [8 empty] | 5.5 | [10 empty] | 9 | [8 empty] | 1 NO + 1 NC | [9 empty] | LC1D09* | [9 empty] | 2135 | [7 empty] | 2135 | [5 empty] | 2135
25 | [11 empty] | 5.5 | [8 empty] | 7.5 | [10 empty] | 12 | [8 empty] | 1 NO + 1 NC | [9 empty] | LC1D12* | [9 empty] | 2405 | [7 empty] | 2405 | [5 empty] | 2405
32 | [11 empty] | 9 | [8 empty] | 12.5 | [10 empty] | 18 | [8 empty] | 1 NO + 1 NC | [9 empty] | LC1D18* | [9 empty] | 2790 | [7 empty] | 2790 | [5 empty] | 2790
40 | [11 empty] | 11 | [8 empty] | 15 | [10 empty] | 25 | [8 empty] | 1 NO + 1 NC | [9 empty] | LC1D25* | [9 empty] | 3465 | [7 empty] | 3465 | [5 empty] | 3465
50 | [11 empty] | 15 | [8 empty] | 20 | [10 empty] | 32 | [8 empty] | 1 NO + 1 NC | [9 empty] | LC1D32* | [9 empty] | 6740 | [7 empty] | 6740 | [5 empty] | 6740
50 | [11 empty] | 18.5 | [8 empty] | 25 | [10 empty] | 38 | [8 empty] | 1 NO + 1 NC | [9 empty] | LC1D38* | [9 empty] | 9585 | [7 empty] | 9585 | [5 empty] | 9585
60 | [11 empty] | 22 | [8 empty] | 30 | [10 empty] | 40 | [8 empty] | 1 NO + 1 NC | [9 empty] | LC1D40A* | [9 empty] | 10255 | [7 empty] | 10255 | [5 empty] | 10255
80 | [11 empty] | 25 | [8 empty] | 35 | [10 empty] | 50 | [8 empty] | 1 NO + 1 NC | [9 empty] | LC1D50A* | [9 empty] | 13295 | [7 empty] | 13295 | [5 empty] | 13295
80 | [11 empty] | 37 | [8 empty] | 50 | [10 empty] | 65 | [8 empty] | 1 NO + 1 NC | [9 empty] | LC1D65A* | [9 empty] | 18445 | [7 empty] | 18445 | [5 empty] | 18445
80 | [11 empty] | 37 | [8 empty] | 50 | [10 empty] | 80 | [8 empty] | 1 NO + 1 NC | [9 empty] | LC1D80A | [9 empty] | 23055 | [7 empty] | 23055 | [5 empty] | 23055
125 | [11 empty] | 45 | [8 empty] | 60 | [10 empty] | 80 | [8 empty] | 1 NO + 1 NC | [9 empty] | LC1D80* | [9 empty] | 28505 | [7 empty] | 28505 | [5 empty] | 28505
125 | [11 empty] | 45 | [8 empty] | 60 | [10 empty] | 95 | [8 empty] | 1 NO + 1 NC | [9 empty] | LC1D95* | [9 empty] | 29690 | [7 empty] | 29690 | [5 empty] | 29690
250 | [11 empty] | 59 | [8 empty] | 80 | [10 empty] | 115 | [8 empty] | 1 NO + 1 NC | [9 empty] | LC1D115* | [9 empty] | 38555 | [7 empty] | 38555 | [5 empty] | 38555
250 | [11 empty] | 80 | [8 empty] | 110 | [10 empty] | 150 | [8 empty] | 1 NO + 1 NC | [9 empty] | LC1D150* | [9 empty] | 48195 | [7 empty] | 48195 | [5 empty] | 48195
For other coil voltage ratings contactors, please contact Customer Care. * Reference to be completed by adding coil voltage code
For details on non standard references, technical parameters, accessories, compatibility, stockable and non stockable status please contact Customer Care
TeSys Deca
[Ie] Rated Operational Current AC-1 | [10 empty] | kW | [7 empty] | AC-3 Duty HP | [14 empty] | A | [5 empty] | Auxiliary Contacts | [12 empty] | DC Control Reference (1) | [7 empty] | BD (24V) | [7 empty] | Unit MRP [`] FD (110V) | [5 empty] | MD (220V)
25 | [10 empty] | 4 | [7 empty] | 5.5 | [14 empty] | 9 | [5 empty] | 1 NO + 1 NC | [12 empty] | LC1D09* | [7 empty] | 3420 | [7 empty] | 3300 | [5 empty] | 3420
25 | [10 empty] | 5.5 | [7 empty] | 7.5 | [14 empty] | 12 | [5 empty] | 1 NO + 1 NC | [12 empty] | LC1D12* | [7 empty] | 3845 | [7 empty] | 3845 | [5 empty] | 3845
32 | [10 empty] | 9 | [7 empty] | 12.5 | [14 empty] | 18 | [5 empty] | 1 NO + 1 NC | [12 empty] | LC1D18* | [7 empty] | 4735 | [7 empty] | 4575 | [5 empty] | 4735
40 | [10 empty] | 11 | [7 empty] | 15 | [14 empty] | 25 | [5 empty] | 1 NO + 1 NC | [12 empty] | LC1D25* | [7 empty] | 5980 | [7 empty] | 5780 | [5 empty] | 5980
50 | [10 empty] | 15 | [7 empty] | 20 | [14 empty] | 32 | [5 empty] | 1 NO + 1 NC | [12 empty] | LC1D32* | [7 empty] | 12200 | [7 empty] | 11795 | [5 empty] | 12200
50 | [10 empty] | 18.5 | [7 empty] | 25 | [14 empty] | 38 | [5 empty] | 1 NO + 1 NC | [12 empty] | LC1D38* | [7 empty] | 14415 | [7 empty] | 14415 | [5 empty] | 14415
60 | [10 empty] | 22 | [7 empty] | 30 | [14 empty] | 40 | [5 empty] | 1 NO + 1 NC | [12 empty] | LC1D40A* | [7 empty] | 17135 | [7 empty] | - | [5 empty] | -
80 | [10 empty] | 25 | [7 empty] | 35 | [14 empty] | 50 | [5 empty] | 1 NO + 1 NC | [12 empty] | LC1D50A* | [7 empty] | 21505 | [7 empty] | 21505 | [5 empty] | 21505
80 | [10 empty] | 37 | [7 empty] | 50 | [14 empty] | 65 | [5 empty] | 1 NO + 1 NC | [12 empty] | LC1D65A* | [7 empty] | 24390 | [7 empty] | 24390 | [5 empty] | -
125 | [10 empty] | 45 | [7 empty] | 60 | [14 empty] | 80 | [5 empty] | 1 NO + 1 NC | [12 empty] | LC1D80* | [7 empty] | 33120 | [7 empty] | 33120 | [5 empty] | 33120
125 | [10 empty] | 45 | [7 empty] | 60 | [14 empty] | 95 | [5 empty] | 1 NO + 1 NC | [12 empty] | LC1D95* | [7 empty] | 36300 | [7 empty] | 36300 | [5 empty] | 36300
250 | [10 empty] | 59 | [7 empty] | 80 | [14 empty] | 115 | [5 empty] | 1 NO + 1 NC | [12 empty] | LC1D115* | [7 empty] | 42900 | [7 empty] | 45285 | [5 empty] | 45285
250 | [10 empty] | 80 | [7 empty] | 110 | [14 empty] | 150 | [5 empty] | 1 NO + 1 NC | [12 empty] | LC1D150* | [7 empty] | 51480 | [7 empty] | 54345 | [5 empty] | 54345
For other coil voltage ratings contactors, please contact Customer Care. * Reference to be completed by adding coil voltage code
TeSys Deca Power Contactors (3 Pole DC Low Consumption) Now available upto 80A with the TeSys Deca Advanced Low Consumption offer
[Ie] Rated Operational Current AC1 | [16 empty] | Motor P kW | [9 empty] | ower (Long Life) HP | [9 empty] | AC3 A |  |  |  |  | Auxiliary Contacts | [10 empty] | Reference | [7 empty] | Unit MR BL (24V) | [13 empty] | P [`] EL (48V)
25 | [16 empty] | 4 | [9 empty] | 5.5 | [9 empty] | 9 |  |  |  |  | 1 NO + 1 NC | [10 empty] | LC1D09**** 0 | [7 empty] | 3720 | [13 empty] | 3720
25 | [16 empty] | 5.5 | [9 empty] | 7.5 | [9 empty] | 12 |  |  |  |  | 1 NO + 1 NC | [10 empty] | LC1D12**** 0 | [7 empty] | 4165 | [13 empty] | 4165
32 | [16 empty] | 9 | [9 empty] | 12.5 | [9 empty] | 18 |  |  |  |  | 1 NO + 1 NC | [10 empty] | LC1D18**** 0 | [7 empty] | 6360 | [13 empty] | 6360
40 | [16 empty] | 11 | [9 empty] | 15 | [9 empty] | 25 |  |  |  |  | 1 NO + 1 NC | [10 empty] | LC1D25**** 0 | [7 empty] | 7750 | [13 empty] | 7750
50 | [16 empty] | 15 | [9 empty] | 20 | [9 empty] | 32 |  |  |  |  | 1 NO + 1 NC | [10 empty] | LC1D32**** 0 | [7 empty] | 13260 | [13 empty] | 13260
[Ie] Rated Operational Current AC1 | [9 empty] | Motor Power kW | [10 empty] | (Long Life) HP | [8 empty] | AC3 A |  |  |  | Auxiliary Contacts | [10 empty] | Reference | [7 empty] | BBE (24V DC) | [7 empty] | Unit BNE (24-60V AC/DC) | [7 empty] | MRP [`] EHE (48-130V AC/DC) | [5 empty] | KUE (100-250V AC/DC)
60 | [9 empty] | 22 | [10 empty] | 30 | [8 empty] | 40 |  |  |  | 1 NO + 1 NC | [10 empty] | LC1D40A# | [7 empty] | 17135 | [7 empty] | 17135 | [7 empty] | 17135 | [5 empty] | 17135
80 | [9 empty] | 25 | [10 empty] | 35 | [8 empty] | 50 |  |  |  | 1 NO + 1 NC | [10 empty] | LC1D50A# | [7 empty] | 21505 | [7 empty] | 21505 | [7 empty] | 21505 | [5 empty] | 21505
80 | [9 empty] | 37 | [10 empty] | 50 | [8 empty] | 65 |  |  |  | 1 NO + 1 NC | [10 empty] | LC1D65A# | [7 empty] | 24390 | [7 empty] | 24390 | [7 empty] | 24390 | [5 empty] | 24390
80 | [9 empty] | 37 | [10 empty] | 50 | [8 empty] | 80 |  |  |  | 1 NO + 1 NC | [10 empty] | LC1D80A# | [7 empty] | 29600 | [7 empty] | 29600 | [7 empty] | 29600 | [5 empty] | 29600
For other coil voltage ratings contactors, please contact Customer Care. * Reference to be completed by adding coil voltage code TeSys Deca Power Contactors (4 Pole AC & DC Control) • Conformance to IEC, UL, CSA • Available with AC (50/60Hz Dual frequency), DC & DC low consumption(1) coil options • High Operating ambient temperature, no derating upto 60 deg C
Poles Composotion | [14 empty] | AC control Reference | [11 empty] | Unit MRP [`] M7 (220V) | [7 empty] | DC control Reference | [7 empty] | BD (24V) | [7 empty] | Unit MRP [`] FD (110V) | [9 empty] | MD (220V)
4NO | [14 empty] | - | [11 empty] | - | [7 empty] | LC1DT20** | [7 empty] | 4080 | [7 empty] | 4080 | [9 empty] | 4080
2NO+2NC | [14 empty] | - | [11 empty] | - | [7 empty] | LC1D098** | [7 empty] | 4445 | [7 empty] | 4445 | [9 empty] | 4445
4NO | [14 empty] | - | [11 empty] | - | [7 empty] | LC1DT25** | [7 empty] | 4905 | [7 empty] | 4905 | [9 empty] | 4905
2NO+2NC | [14 empty] | - | [11 empty] | - | [7 empty] | LC1D128** | [7 empty] | 6400 | [7 empty] | 6400 | [9 empty] | 6400
4NO | [14 empty] | - | [11 empty] | - | [7 empty] | LC1DT32** | [7 empty] | 5390 | [7 empty] | 9140 | [9 empty] | 6460
2NO+2NC | [14 empty] | - | [11 empty] | - | [7 empty] | LC1D188** | [7 empty] | 7290 | [7 empty] | 8725 | [9 empty] | 7290
4NO | [14 empty] | - | [11 empty] | - | [7 empty] | LC1DT40** | [7 empty] | 8450 | [7 empty] | 8450 | [9 empty] | 8450
2NO+2NC | [14 empty] | - | [11 empty] | - | [7 empty] | LC1D258** | [7 empty] | 11140 | [7 empty] | 11140 | [9 empty] | 11140
4NO | [14 empty] | - | [11 empty] | - | [7 empty] | LC1DT60A# | [7 empty] | 16910 | [7 empty] | 20260 | [9 empty] | 20260
2NO+2NC | [14 empty] | - | [11 empty] | - | [7 empty] | LP1D40008** | [7 empty] | 22220 | [7 empty] | 26630 | [9 empty] | 22220
4NO | [14 empty] | - | [11 empty] | - | [7 empty] | LC1DT80A# | [7 empty] | 25225 | [7 empty] | 25225 | [9 empty] | -
2NO+2NC | [14 empty] | - | [11 empty] | - | [7 empty] | LP1D65008** | [7 empty] | 29875 | [7 empty] | 29875 | [9 empty] | -
4NO | [14 empty] | - | [11 empty] | - | [7 empty] | LP1D80004** | [7 empty] | 32360 | [7 empty] | 38770 | [9 empty] | -
2NO+2NC | [14 empty] | - | [11 empty] | - | [7 empty] | LP1D80008** | [7 empty] | 37335 | [7 empty] | 44730 | [9 empty] | 37335
4NO | [14 empty] | LC1D1150046* | [11 empty] | 43135 | [7 empty] | LC1D1150046** | [7 empty] | 47920 | [7 empty] | 47920 | [9 empty] | -
[Ie] Rated Operational Current AC1
20 25 32 40 60 80 125 250 Note: Please contact Customer Care for 4 Pole AC coil contactor details (1) For current rating and ref please contact Customer Care For other coil voltage ratings contactors, please contact Customer Care. * Reference to be completed by adding coil voltage code
For details on non standard references, technical parameters, accessories, compatibility, stockable and non stockable status please contact Customer Care
TeSys Deca Advanced The Revolutionary Electronic Coil Contactor
Complete range in 4 frame sizes:
09-12-18A 25-32-38A 40-50-65-80A 115-150A
Up to 80% less energy consumption than a traditional electromechanical motor starter
Only 3 references to cover the complete voltage range for AC and DC Highest currents in smallest size, e.g.
Direct connection to a PLC without the need for an
Introduction
EverLink Connection (1) for main power robust connection throughout product lifetime Wiring slot for control cable guidance Front face A1 - A2 control circuit terminal Built-in 1 NO + 1 NC auxiliary contact block Unique QR code providing quick access to complete product data
TeSys Deca Advanced contactors
9…18 A Power & switch • 3 or 4 power poles • 9 to 150 A (AC-3/AC-3e) • 25 to 200 A (AC-1) | [20 empty] | 25…38 A 40…80 A 115…150 A Remote control • 24V DC (2), 24…60 V, 48…130 V 100…250 V, 200…500 V AC/DC coils • PLC direct control available (3)
• Embedded 1 NO + 1 NC auxiliary contacts • Patent EverLink main power terminals (1) Efﬁcient design • Low consumption coils • High rating within compact size • Ready for IE3/IE4 high efﬁciency motor | [35 empty] | • High resistance to voltage ﬂuctuation • Embedded surge suppressor Standards & Certiﬁcations • Multiple standards • International certiﬁcations
(1) for LC1D40A…150A (2) BBE coil for LC1D40A…80A for PLC direct input (3) BNE coil for LC1D09…38, BBE coil for LC1D40 A…80A
TeSys Deca Advanced Contactors
[12 empty] | LC1 | [12 empty] | D | [10 empty] | 9 | [12 empty] | A(6) | [19 empty] | KUE
Contactor
[35 empty] | AC3 Rating 09: 09 A 12: 12 A 18: 18 A 25: 25 A 32: 32 A 38: 38 A 40: 40 A 50: 50 A 65: 65 A 80: 66 A 115: 115 A 150: 150 A | [12 empty] | Main Terminal Blank: Screw A: EverLink +6: Lug | [13 empty] | Coil voltage (AC/DC) BBE(1): 24 V DC BNE: 24…60 V AC/DC EHE: 48…130 V AC/DC KUE: 100…250 V AC/DC LSE(2): 200…500 V AC/DC
TeSys Deca Advanced series, 3P
(1) BBE only for LC1D40A…D80A (2) LSE only for LC1D115A…D150A
[12 empty] | LC1 | [12 empty] | DT | [10 empty] | 200 | [12 empty] | A(6) | [19 empty] | KUE
Contactor
[35 empty] | AC3 Rating 60: 60 A 80: 80 A 200: 200 A | [12 empty] | Main Terminal A: EverLink +6: Lug | [13 empty] | Coil voltage (AC/DC) BBE(3): 24 V DC BNE: 24…60 V AC/DC EHE: 48…130 V AC/DC KUE: 100…250 V AC/DC LSE(4): 200…500 V AC/DC
TeSys Deca Advanced series, 4P
(3) BBE only for LC1DT60A…DT80A (4) LSE only for LC1DT200A
TeSys Deca Advanced Contactor (3 Pole AC/DC Universal Coil) • Universal AC/DC coil from 24 - 250V • Special low consumption offer from 40-80A • Fuseless Type 2 Co-ordination charts available
The Revolutionary Electronic Coil Contactor
[Ie] Rated AC3 Duty (Long Life) Auxiliary Unit MRP [`] Operational kW HP A Contacts Reference BNE EHE KUE LSE Current AC1 (24-60V (48-130V (100-250V (200-250V AC/DC) AC/DC) AC/DC) AC/DC)
25 4 5.5 9 1 NO + 1 NC LC1D09 4420 4420 4420 -
25 5.5 7.5 12 1 NO + 1 NC LC1D12 4580 4580 4580 -
32 9 12.5 18 1 NO + 1 NC LC1D18 6045 6045 6045 -
40 11 15 25 1 NO + 1 NC LC1D25 7215 7215 7215 -
50 15 20 32 1 NO + 1 NC LC1D32 14660 14660 14660 -
50 18.5 25 38 1 NO + 1 NC LC1D38 15820 18790 15820 -
60 22 30 40 1 NO + 1 NC LC1D40A 17135 17135 17135 -
80 25 35 50 1 NO + 1 NC LC1D50A 21505 21505 21505 -
80 37 50 65 1 NO + 1 NC LC1D65A 24390 24390 24390 -
60 37 50 80 1 NO + 1 NC LC1D80A 29600 29600 29600 -
80 22 30 40 1 NO + 1 NC LC1D40A 17135 17135 17135 -
80 25 35 50 1 NO + 1 NC LC1D50A 21505 21505 21505 -
80 37 50 65 1 NO + 1 NC LC1D65A 24390 24390 24390 -
250 59 80 115 1 NO + 1 NC LC1D115A 38035 39695 39445 40610
For other coil voltage ratings contactors, please contact Customer Care. * Reference to be completed by adding coil voltage code
TeSys Deca Advanced Power Contactors (4 Pole AC & DC Control)
[Ie] Rated Operational Current AC-1 | [9 empty] | Poles Composotion | [12 empty] | Auxiliary Contacts | [11 empty] | AC & DC Control Reference | [12 empty] | BBE (24V DC only) |  |  |  |  | BNE (24-60V AC/DC) | [7 empty] | Unit MRP [`] EHE (48-130V AC/DC) | [8 empty] | KUE (100-250V AC/DC) |  |  |  |  | LSE (200-250V AC/DC)
60 | [9 empty] | 4NO | [12 empty] | 1NO + 1NC | [11 empty] | LC1DT60A | [12 empty] | 16910 |  |  |  |  | 16910 | [7 empty] | 16910 | [8 empty] | 16910 |  |  |  |  | -
80 | [9 empty] | 4NO | [12 empty] | 1NO + 1NC | [11 empty] | LC1DT80A | [12 empty] | 25225 |  |  |  |  | 25225 | [7 empty] | 25225 | [8 empty] | 25225 |  |  |  |  | -
200 | [9 empty] | 4NO | [12 empty] | 1NO + 1NC | [11 empty] | LC1DT200A | [12 empty] | - |  |  |  |  | 47305 | [7 empty] | 50545 | [8 empty] | 50185 |  |  |  |  | 52825
Coil Voltage Code
Type Voltage 24-60V AC/DC 48-130V AC/DC 100-250V AC/DC 200-250V AC/DC
LC1D09 - D38, LC1D40A - 80A, LC1DT60A - 80A
BNE EHE KUE
AC/DC*
LC1D115A - 150A BNE EHE KUE LSE
24V DC Low Consumption* | [6 empty] | LC1D40A - 80A, LC1DT60A - 80A | [10 empty] | BBE (24V DC only) - -
For other coil voltage ratings contactors, please contact Customer Care. * Reference to be completed by adding coil voltage code Check the features of the TeSys Deca Advanced
For details on non standard references, technical parameters, accessories, compatibility, stockable and non stockable status please contact Customer Care
Introduction
LADN
LADC LADN LADNppR
LA1DX, DY, DZ
LAD8N | [59 empty] | LADT LADS2
LAD8N (1)
LADR
LAD6K
Description For use with Reference Unit MRP [`]
Power connection accessories **Not applicable for GV3P/GV3L 73A and 80A Mechanical interlock (1) With this set of busbars, any one contactor can be supplied directly by its EverLink® double cage power terminal block. The other two contactors are supplied by the busbar set. The 115A limitation is therefore applied to these two contactors. (2) With electrical interlock Power Connection for Reversing Kit Comprising : 1. A set of parallel bars 2. A set of reverser bars. | [71 empty] | GV2G245 GV1G09 GV3S
Terminal block | [16 empty] | For supply to one or more GV2 G busbar sets | [28 empty] | GV1G09 | [14 empty] | 2700
Set of 63A busbars for | [16 empty] | 2 contactors LC1D09…D18 or D25…D38 | [28 empty] | GV2G245 | [14 empty] | 2635
parallelling of contactors | [16 empty] | 4 contactors LC1D09…D18 or D25…D38 | [28 empty] | GV2G445 | [14 empty] | 4145
Set of 115A busbars for | [16 empty] | 2 contactors LC1D40A…D80A | [28 empty] | GV3G264 | [14 empty] | 4735
parallelling of contactors | [16 empty] | 3 contactors LC1D40A…D80A | [28 empty] | GV3G364(1) | [14 empty] | 2530
Set of S-shape busbars For circuit breakers GV3P** & GV3L** and contactors LC1 D40A… GV3S 1895 D65A
Description
For use with | [23 empty] | Reference | [19 empty] | Unit MRP [`]
LC1D09 to D38(1) | [23 empty] | LAD9V2 | [19 empty] | 950
LC1D40A to D65A(1) | [23 empty] | LAD4CM | [19 empty] | 1925
LC1D80 and D95 ( for AC control voltage) | [23 empty] | LA9D4002 | [19 empty] | 4225
LC1D80 and D95 (for DC control voltage)(2) | [23 empty] | LA9D8002 | [19 empty] | 6290
LC1D115 and D150(2) | [23 empty] | LA9D11502 | [19 empty] | 6375
Description For use with Reference Unit MRP [`]
LC1D09 to D38 | [23 empty] | LAD9V5 | [19 empty] | 790
LC1D09 to D38 | [23 empty] | LAD9V6 | [19 empty] | 985
LC1D40A to D80A | [23 empty] | LA9D65A69 | [19 empty] | 4100
LC1D80 and D95 ( for AC control voltage) | [23 empty] | LA9D8069 | [19 empty] | 8775
LC1D80 and D95 (for DC control voltage) | [23 empty] | LA9D8069 | [19 empty] | 8775
LC1D115 and D150 | [23 empty] | LA9D11569 | [19 empty] | 14600 | [6 empty] | LA9 D8069
Description | [41 empty] | For use with | [10 empty] | Reference | [7 empty] | Unit MRP [`]
Reversing Kit
Kit Comprising :
1. A mechanical interlock LAD 9V2 with electrical interlocking LAD 9V1 2. A set of power connections LAD 9V5 (parallel) and LAD 9V6 (reversing). | [41 empty] | LC1D09 to D38 | [10 empty] | LAD9R1V | [7 empty] | 1970
Kit Comprising :
1. A mechanical interlock LAD 9V2 without electrical interlocking 2. A set of power connections LAD 9V5 (parallel) and LAD 9V6 (reversing). | [41 empty] | LC1D09 to D38 | [10 empty] | LAD9R1 | [7 empty] | 1975
Kit Comprising :
1. A mechanical interlock LAD 4CM 2. A set of power connections LA9 D65A69. | [41 empty] | LC1D40A to D80A | [10 empty] | LAD9R3 | [7 empty] | 4680
LAD9R1
Description For use with Reference Unit MRP [`]
Star Delta Kit Time delay contact block LAD S2 (LC1D09…D80), Power circuit connections (LC1D09…D80), Hardware required for ﬁxing the contactors onto the mounting plate | [48 empty] | LC1D18 to D32 LAD93217 9520 | [22 empty] | LAD9R3
LC1D09 and D12 LAD91217 7405
(LC1D80) | [41 empty] | LC1D40A and D50A | [10 empty] | LAD9SD3 | [7 empty] | 19240
[42 empty] | LC1D80 | [10 empty] | LA9D8017 | [7 empty] | 21365
LAD91217 LAD9SD3 LA9D8017
For details on non standard references, technical parameters, accessories, compatibility, stockable and non stockable status please contact Customer Care
Description | [26 empty] | Time Delay Range | [20 empty] | Timer Type | [12 empty] | Reference | [9 empty] | Unit MRP [`]
On delay timer(1) (2) | [26 empty] | 15...30 s | [20 empty] | on delay | [12 empty] | LA4DT2U | [9 empty] | 7165
On delay timer(1) (2) | [26 empty] | 0.1...2 s | [20 empty] | on delay | [12 empty] | LA4DT0U | [9 empty] | 7165
On delay timer(1) (2) | [26 empty] | 25...500 s | [20 empty] | on delay | [12 empty] | LA4DFB | [9 empty] | 6600
Relay interface module - 24V DC(1) (2) | [26 empty] | - | [20 empty] | - | [12 empty] | LA4DT4U | [9 empty] | 8025
(1) For LC1 D09...38A (3P, AC coils only) add mounting adaptor LAD4BB and for LC1 D40A...65A (3P, AC coils only), add mounting adaptor LAD4BB3. (2) For LC1D80...150 (3P), direct mounting, for 100-250V AC Coils only.
Unit MRP [`]
Description | [9 empty] | For use with Reference B (24V) | [44 empty] | E (42/48V) | [6 empty] | F (110/127V) | [7 empty] | M (220/240V) |  |  |  | Q (380/415V)
[10 empty] | (AC/DC) | [44 empty] | (AC/DC) | [6 empty] | (AC/DC) | [7 empty] | (AC/DC) |  |  |  | (AC/DC)
TeSys Deca Model Mechanical Latch Blocks
[10 empty] | LC1D09...D38 (a or c) LC1DT20...DT40 (a or c) LAD6K10* 8610 | [44 empty] | 8610 | [6 empty] | 8610 | [7 empty] | 8610 |  |  |  | -
LC1DT60A and DT80A (4P a or c)
Front, Clip-on | [9 empty] | LC1D80...D150 (3P a)
LC1D80 and D115 (3 P c)
LC1D80 (4 P a) | [31 empty] | LA6DK20* | [12 empty] | 8985 | [9 empty] | 10080 | [6 empty] | 10080 | [7 empty] | 8985 |  |  |  | 14160
LC1D80 and D115 (4 P a)
LP1D80 and LC1D115 (4 P c)
LC1D40A...D65A (3P a or c)
* Reference to be completed by adding coil voltage code and recommended to check availability with Customer Care team
Spare Coils TeSys Deca Model
Product Compatibility Reference
AC Coils
CAD, LC1-D09...D38, DT20..40 LXD1*
LC1D40A, D50A, D65A & LC1DT60A, DT80A LXD3*
D80 & D95 (3P & 4P) LX1D6*
LC1-D115,D150 LX1D8* DC Coils
LC1-D80-D95 LX4D7**
LC1-D115, D150 LX4D8** * Reference to be completed by adding coil voltage code and recommended to check availability with Customer Care team
Coil Voltage Code
Type Voltage (V) 24 110 220 415
AC* | [14 empty] | CAD, LC1-D09...D38, DT20..40, LC1 - D150, LC1D40A, D50A, D65A & LC1DT60A, DT80A, LC1D150 LC1D80, | [27 empty] | B7 F7 M7 N7
D95, D115
For details on non standard references, technical parameters, accessories, compatibility, stockable and non stockable status please contact Customer Care
Description For use With
Contacts | [20 empty] | Reference | [19 empty] | Unit MRP [`]
Front Mounted | [10 empty] | 1NO + 1NC | [9 empty] | LADN11 | [19 empty] | 635
Front Mounted | [10 empty] | 2NO | [9 empty] | LADN20 0 | [19 empty] | 635
Front Mounted | [10 empty] | 2NC | [9 empty] | LADN02 | [19 empty] | 1020
Front Mounted | [10 empty] | 2NO + 2NC | [9 empty] | LADN22 0 | [19 empty] | 1155
Front Mounted | [10 empty] | 4NC | [9 empty] | LADN04 | [19 empty] | 1685
Front Mounted | [10 empty] | 4NO | [9 empty] | LADN40 0 | [19 empty] | 1155
Front Mounted | [10 empty] | 1NO + 3NC | [9 empty] | LADN13 | [19 empty] | 1155
Front Mounted | [10 empty] | 3NO + 1NC | [9 empty] | LADN31 0 | [19 empty] | 1155
Front Mounted | [10 empty] | 1NO | [9 empty] | LADN10 | [19 empty] | 565
Front Mounted | [10 empty] | 1NC | [9 empty] | LADN01 | [19 empty] | 565
Add On Blocks
Additional instantaneous auxiliarycontact blocks | [24 empty] | LC1D09 …LC1D150* LC1D80..LC1D95
Description | [33 empty] | Contacts | [18 empty] | Reference | [21 empty] | Unit MRP [`]
Add On Blocks
Additional instantaneous | [20 empty] | Side Mounted (1) | [12 empty] | 1NO + 1NC | [18 empty] | LAD8N11 | [21 empty] | 2420
auxiliary contact blocks | [20 empty] | Side Mounted (1) | [12 empty] | 2NO | [18 empty] | LAD8N20 | [21 empty] | 2420
[21 empty] | ON delay | [12 empty] | 1NO + 1NC 0.1..3s | [18 empty] | LADT0 | [21 empty] | 4580
[21 empty] | ON delay | [12 empty] | 1NO + 1NC 0.1..30s | [18 empty] | LADT2 | [21 empty] | 4580
Pneumatic | [20 empty] | ON delay | [12 empty] | 1NO + 1NC 10..180s | [18 empty] | LADT4 | [21 empty] | 4580
timer blocks | [20 empty] | ON delay | [12 empty] | 1NO + 1NC 1..30s (2) | [18 empty] | LADS2 0 | [21 empty] | 4885
front mounted | [20 empty] | OFF delay | [12 empty] | 1NO + 1NC 0.1 ..3s | [18 empty] | LADR0 | [21 empty] | 4580
[21 empty] | OFF delay | [12 empty] | 1NO + 1NC 0.1 ..30s | [18 empty] | LADR2 0 | [21 empty] | 4580
[21 empty] | OFF delay | [12 empty] | 1NO + 1NC 10..180s | [18 empty] | LADR4 | [21 empty] | 4580
(1) Suitable for mounting on TeSys Deca range AC Coil Contactors and Control Relays only (2) With Switching time of 40 ms between opening of the NC contact and closing of the NO contact recommended for Star - Delta Starters
Accessories compatibility
Contactors Instantaneous Auxiliary Contacts Time delay Front mounted Front Mounted Type Number of Poles and Size Side mounted 1 contact 2 contact 4 contacts
AC & AC/DC | [6 empty] | 3P |  |  | LC1D09…D38 | [20 empty] | 1 on LH side | [14 empty] | and | [6 empty] | - | [7 empty] | 1 | [7 empty] | or 1 | [5 empty] | or 1
AC & AC/DC | [6 empty] | 3P |  |  | LC1D40A…D80A | [20 empty] | 1 on LH or 1 on RH side | [14 empty] | and | [6 empty] | - | [7 empty] | 1 | [7 empty] | or 1 | [5 empty] | or 1
AC & AC/DC | [6 empty] | 3P |  |  | LC1D80 and D95A (50/60 Hz) | [20 empty] | 1 on each side | [14 empty] | or | [6 empty] | 2 | [7 empty] | and 1 | [7 empty] | or 1 | [5 empty] | or 1
AC & AC/DC | [6 empty] | 3P |  |  | LC1D80 and D95A (50 or 60 Hz) | [20 empty] | 1 on each side | [14 empty] | and | [6 empty] | 2 | [7 empty] | and 2 | [7 empty] | or 1 | [5 empty] | or 1
AC & AC/DC | [6 empty] | 3P |  |  | LC1D115 and D150 | [20 empty] | 1 on LH side | [14 empty] | and | [6 empty] | - | [7 empty] | 1 | [7 empty] | or 1 | [5 empty] | or 1
AC & AC/DC | [6 empty] | 4P |  |  | LC1DT20…DT40 | [20 empty] | 1 on LH side | [14 empty] | and | [6 empty] | - | [7 empty] | 1 | [7 empty] | or 1 | [5 empty] | or 1
AC & AC/DC | [6 empty] | 4P |  |  | LC1DT60A and DT80A | [20 empty] | 1 on LH or 1 on RH side | [14 empty] | and | [6 empty] | - | [7 empty] | 1 | [7 empty] | or 1 | [5 empty] | or 1
AC & AC/DC | [6 empty] | 4P |  |  | LC1D40008, D65008 and D80 | [20 empty] | 1 on each side | [14 empty] | or | [6 empty] | 1 | [7 empty] | or 1 | [7 empty] | or 1 | [5 empty] | or 1
AC & AC/DC | [6 empty] | 4P |  |  | LC1D115 | [20 empty] | 1 on each side | [14 empty] | and | [6 empty] | 1 | [7 empty] | or 1 | [7 empty] | or 1 | [5 empty] | or 1
DC | [6 empty] | 3P |  |  | LC1D09…D38 | [20 empty] | – | [21 empty] | - | [7 empty] | 1 | [7 empty] | or 1 | [5 empty] | or 1
DC | [6 empty] | 3P |  |  | LC1D40A…D80A | [20 empty] | – | [21 empty] | - | [7 empty] | 1 | [7 empty] | or 1 | [5 empty] | or 1
DC | [6 empty] | 3P |  |  | LC1D80 and D95 | [20 empty] | – | [21 empty] | 1 | [7 empty] | or 1 | [7 empty] | or 1 | [5 empty] | or 1
DC | [6 empty] | 3P |  |  | LC1D115 and D150 | [20 empty] | 1 on LH side | [14 empty] | and | [6 empty] | - | [7 empty] | 1 | [7 empty] | or 1 | [5 empty] | or 1
DC | [6 empty] | 4P |  |  | LC1DT20…DT40 | [20 empty] | – | [21 empty] | - | [7 empty] | 1 | [7 empty] | or 1 | [5 empty] | or 1
DC | [6 empty] | 4P |  |  | LC1DT60A and DT80A | [20 empty] | – | [21 empty] | - | [7 empty] | 1 | [7 empty] | or 1 | [5 empty] | or 1
DC | [6 empty] | 4P |  |  | LC1D40008, D65008 and D80 | [20 empty] | – | [21 empty] | 2 | [7 empty] | and 1 | [7 empty] | or 1 | [5 empty] | or 1
DC | [6 empty] | 4P |  |  | LC1D115 | [20 empty] | 1 on each side | [21 empty] | - | [7 empty] | and 1 | [7 empty] | or 1 | [5 empty] | or 1
LC (3) | [6 empty] | 3P |  |  | LC1D09…D38 | [20 empty] | – | [21 empty] | - | [7 empty] | 1 | [7 empty] | - | [5 empty] | –
LC (3) | [6 empty] | 3P |  |  | LC1DT20…DT40 | [20 empty] | – | [21 empty] | - | [7 empty] | 1 | [7 empty] | - | [5 empty] | –
(3) LC : Low consumption
For details on non standard references, technical parameters, accessories, compatibility, stockable and non stockable status please contact Customer Care
Accessories
Description | [20 empty] | For use with | [15 empty] | Reference | [35 empty] | Unit MRP [`]
For Contactor D115/150
Contacts set - 3P | [20 empty] | LC1D115 | [15 empty] | LA5D1158031 | [35 empty] | 28205
Contacts set - 3P | [20 empty] | LC1D150 | [15 empty] | LA5D150803 | [35 empty] | 29240
Contacts set - 4P | [20 empty] | LC1D1150046 | [15 empty] | LA5D115804 | [35 empty] | 38875
Product Compatibility
Fixing | [5 empty] | Control Circuit Voltage | [20 empty] | Suppressor Type | [14 empty] | Reference | [9 empty] | Unit MRP [`]
Screw | [5 empty] | 110...240V AC | [20 empty] | RC Circuit AC | [14 empty] | LA4DA1U | [9 empty] | 2210
Screw | [5 empty] | 12...250V DC | [20 empty] | Diode DC | [14 empty] | LA4DC1U | [9 empty] | 2475
Screw | [5 empty] | 24...48V AC | [20 empty] | Varistor AC/DC | [14 empty] | LAD4VE | [9 empty] | 2145
Screw | [5 empty] | 24...48V AC 400Hz | [20 empty] | RC Circuit AC | [14 empty] | LAD4RCE | [9 empty] | 2145
Screw | [5 empty] | 50...127V AC 200Hz | [20 empty] | RC Circuit AC | [14 empty] | LAD4RCG | [9 empty] | 1935
Screw | [5 empty] | 110...240V AC 100Hz | [20 empty] | RC Circuit AC | [14 empty] | LAD4RCU 0 | [9 empty] | 2145
Screw | [5 empty] | 110….250V AC | [20 empty] | Varistor AC/DC | [14 empty] | LAD4VU | [9 empty] | 2145
Screw | [5 empty] | 24...250V DC | [20 empty] | Diode DC | [14 empty] | LA4DC3U | [9 empty] | 2210
Screw | [5 empty] | 110...250V AC | [20 empty] | Varistor AC/DC | [14 empty] | LA4DE2U | [9 empty] | 2110
Screw | [5 empty] | 24...48V AC 400Hz | [20 empty] | RC Circuit AC | [14 empty] | LA4DA2E | [9 empty] | 2110
Screw | [5 empty] | 50...127V AC 200Hz | [20 empty] | RC Circuit AC | [14 empty] | LA4DA2G | [9 empty] | 3330
Screw | [5 empty] | 110...240V AC 100Hz | [20 empty] | RC Circuit AC | [14 empty] | LA4DA2U | [9 empty] | 2210
Screw | [5 empty] | 380...415V AC 150Hz | [20 empty] | RC Circuit AC | [14 empty] | LA4DA2N | [9 empty] | 3330
Screw | [5 empty] | 24...48V DC | [20 empty] | Varistor AC/DC | [14 empty] | LA4DE3E | [9 empty] | 2210
Coil Suppressor Modules LC1D12...D25 (4P)
LC1D09...D38, LC2D09...D38, LC1DT20...DT40, LC2DT20...DT40 (3P) CAD
LC1D80, LC1D95, LC2D80, LC2D95 (3P) LC2D80 (4P), LC1D40008, LC1D65008
For details on non standard references, technical parameters, accessories, compatibility, stockable and non stockable status please contact Customer Care
TeSys Deca auxiliary contact blocks for use in harsh industrial environment
Product references: coding principle | [24 empty] | LA | [11 empty] | D | [10 empty] | N | [10 empty] | 22 | [9 empty] | R
Accessory TeSys Deca
[25 empty] | Type: 11: 1NO + 1NC 20: 2NO 40: 4NO 31: 3NO + 1NC 22: 2NO + 2NC | [36 empty] | Reliability PRO
Note: There are differences in NO/NC position between LADNppR and LADNpp. Please refer to page A1/42 for wiring diagram details. This auxiliary module only supports the installation on contactors with standard power consumption.
Product core values
Dustproof, Ultra-ﬁne grain silver contacts, Improved Reliability, 17 V/1 mA
Target industries and applications 20% stability increased on contacts p For elevator, textile machinery and Improves contact reliability other harsh industrial applications between mobile and static contacts p For low voltage and low current high sensitive applications Fully sealed design beneﬁts on reduced dust access Comprehensive blocking of dust and external pollution 5X granularity reﬁnement on silver alloy Innovative binary alloy reﬁnement process provides precise conduction for each operation 10-8 level on reliability Capacity 17 V/1 mA
Product variants:
LADN11R LADN20R LADN22R LADN31R LADN40R
-"%/tt3 GPS IBSTI FOWJSPONFOU 17 7/1 N"
Description | [32 empty] | Reference | [41 empty] | Unit MRP [`]
Auxiliary module 1NO +1NC, screw terminals | [32 empty] | LADN11R | [41 empty] | 1025
Auxiliary module 2NO, screw terminals | [32 empty] | LADN20R | [41 empty] | 1035
Auxiliary module 2NO + 2NC, screw terminals | [32 empty] | LADN22R | [41 empty] | 1225
Auxiliary module 3NO + 1NC, screw terminals | [32 empty] | LADN31R | [41 empty] | 1225
Auxiliary module 4NO, screw terminals | [32 empty] | LADN40R | [41 empty] | 1240
For details on non standard references, technical parameters, accessories, compatibility, stockable and non stockable status please contact Customer Care
Modular marking system simpliﬁes identiﬁcation of standard contactors in the control panel to enhance visibility of the safety chain Simple, customisable modular marking sytem
Easy-to-attach covers: Auxiliary blocks with safety chain identiﬁcation also available for more contact points: | [42 empty] | Translucent labels to identify safety-chain devices:
Flexibility to customise contactors included in the safety chain during panel building | [24 empty] | Simpler and faster maintenance with 100% visibility | [16 empty] | Safety covers and auxiliary blocks prevent screwdriver contact with poles
Complete safety-chain identiﬁcation system
Built in Safety
TeSys Ultra motor starters are certiﬁed according to IEC 60947-4-1 for safety applicarions thanks to integrated mirror contact
Description For use with | [50 empty] | Reference | [21 empty] | Unit MRP [`]
Red Cover (For safety chain indication) LC1D09…D65A and DT20 .. DT80A | [50 empty] | LAD9ET1S | [21 empty] | 910
Auxiliary Contact block with red front face- for 2NO + 2NC | [50 empty] | LADN22S | [21 empty] | 1300
safety chain indication
For details on non standard references, technical parameters, accessories, compatibility, stockable and non stockable status please contact Customer Care
TeSys Giga - Future Ready
A New Generation Series with Digital Innovation TeSys Giga is new range of high-power contactors that supports industry requirements with process performance monitoring through data networks and online expert services.
Optimized Predictive Maintenance through- • Continuous local and remote monitoring of contact wear • Replaceable contacts (when necessary), facilitated by diagnostic visual indicator. | [47 empty] | Unique Design- • Innovative design and feature with compact size • Ergonomic design & Flexibility in connections. • Embedded auxiliary contact blocks • Wideband electronic coils
TeSys Giga High Power Contactors Both “Standard” & “Advanced” versions availablein 3 sizes, covering several ratings
|  |  | Power & control Diagnostic • 3 or 4 power poles • Embedded wear • 115 to 800A (AC-3) diagnostic • 200 to 1050A (AC-1) • Embedded control • Embedded 1 NO + 1 voltages diagnostic NC auxiliary contacts • Self diagnosis function • Push-in type terminals • Local alarm signaling for coils & control (LED) Remote control • 48-130V, 100-250V AC/ DC coils • Wide voltage range coils (direct coil control) • Embedded surge-suppressor | [46 empty] | Advanced diagnostic features along with standard version - Diagnostic Remote control • Remote wear • 24-48 V, 200-500 V AC/ diagnostic signaling kit DC coils (accessory) • Digital control input Mounting (PLC output digital coil • Cable memory’ control adapter enables maintenance without • removing power cables and busbar connections.
Quick & Easy Replacement of TeSys F with TeSys Giga Contactors with Retroﬁt Bases
Description Reference Unit MRP [`]
Substitutes LC1F115-225 with LC1G115-225 LA9GRFB1 On Request
Substitutes LC1F265-500 with LC1G265-500 LA9GRFB2 On Request
Substitutes LC1F630-800 with LC1G630-800 LA9GRFB3 On Request
TeSys Giga Power Contactors (3 Pole AC/DC)
[Ie] Rated Operational Current AC-1 | [22 empty] | Motor Power kW (@415V) | [12 empty] | (Long Life) AC-3 A | [9 empty] | Standard version Reference | [22 empty] | Unit MRP [`] EHEN KUEN (48-130 V) (100-250 V)
250 | [22 empty] | 55 | [12 empty] | 115 | [9 empty] | LC1G115**** | [22 empty] | 32935 |  |  |  |  | 34065
275 | [22 empty] | 75 | [12 empty] | 150 | [9 empty] | LC1G150**** | [22 empty] | 43440 |  |  |  |  | 43440
305 | [22 empty] | 90 | [12 empty] | 185 | [9 empty] | LC1G185**** | [22 empty] | 53835 |  |  |  |  | 53835
330 | [22 empty] | 110 | [12 empty] | 225 | [9 empty] | LC1G225**** | [22 empty] | 57930 |  |  |  |  | 57930
385 | [22 empty] | 132 | [12 empty] | 265 | [9 empty] | LC1G265**** | [22 empty] | 71205 |  |  |  |  | 71205
440 | [22 empty] | 160 | [12 empty] | 330 | [9 empty] | LC1G330**** | [22 empty] | 86105 |  |  |  |  | 86105
550 | [22 empty] | 200 | [12 empty] | 400 | [9 empty] | LC1G400**** | [22 empty] | 104065 |  |  |  |  | 104065
700 | [22 empty] | 250 | [12 empty] | 500 | [9 empty] | LC1G500**** | [22 empty] | 144365 |  |  |  |  | 144365
1050 | [22 empty] | 375 | [12 empty] | 630 | [9 empty] | LC1G630**** | [22 empty] | On Request |  |  |  |  | On Request
1050 | [22 empty] | 450 | [12 empty] | 800 | [9 empty] | LC1G800**** | [22 empty] | On Request |  |  |  |  | On Request
TeSys Giga Power Contactors (4 Pole AC/DC)
[Ie] Rated Standard version Unit MRP [`] Operational Current AC-1 Power Pole Composition Reference EHEN KUEN (48-130 V) (100-250 V)
250 4 NO LC1G1154**** 56030 56030
275 4 NO LC1G1504**** 66665 66665
305 4 NO LC1G1854**** 83300 83300
330 4 NO LC1G2254**** 97850 97850
385 4 NO LC1G2654**** 109400 109400
440 4 NO LC1G3304**** 127315 127315
550 4 NO LC1G4004**** 158225 158225
700 4 NO LC1G5004**** 233175 233175
1050 4 NO LC1G6304**** On Request On Request
1050 4 NO LC1G8004**** On Request On Request
Note: For ordering advanced version replace N with A in refrence as EHEN/KUEN V EHEA/KUEA respectively. Example: LC1G1154 EHEN V LC1G1154 EHEA. For other coil voltage ratings contactors, please contact Customer Care. * Reference to be completed by adding coil voltage code
For details on non standard references, technical parameters, accessories, compatibility, stockable and non stockable status please contact Customer Care
Giga High power contactors – Power wiring accessories Product references Power Terminals Spreader Kits
Description
Suitable for | [9 empty] | Compatible with Contactors | [16 empty] | Increase of Pole Pitch | [10 empty] | Quantity Set of | [10 empty] | Reference | [10 empty] | Unit MRP [`]
3P | [9 empty] | LC1G115...LC1G225 | [16 empty] | 35 to 45 mm | [10 empty] | 3 | [10 empty] | LA9G3611 | [10 empty] | On Request
3P | [9 empty] | LC1G265...LC1G500 | [16 empty] | 45 to 70 mm | [10 empty] | 3 | [10 empty] | LA9G3612 | [10 empty] | On Request
4P | [9 empty] | LC1G115...LC1G225 | [16 empty] | 35 to 45 mm | [10 empty] | 4 | [10 empty] | LA9G4611 | [10 empty] | On Request
4P | [9 empty] | LC1G265...LC1G500 | [16 empty] | 45 to 70 mm | [10 empty] | 4 | [10 empty] | LA9G4612 | [10 empty] | On Request
Spreader kits
Terminal extensions for larger power connections
Description
Suitable for | [9 empty] | Compatible with Contactors | [14 empty] | Power Connection Size | [12 empty] | Quantity Set of | [10 empty] | Reference | [10 empty] | Unit MRP [`]
3P | [9 empty] | LC1G400...LC1G500 | [14 empty] | 50 mm width | [12 empty] | 3 | [10 empty] | LA9G3613 | [10 empty] | On Request
3P | [9 empty] | LC1G630...LC1G800 | [14 empty] | 80 mm width | [12 empty] | 3 | [10 empty] | LA9G3614 | [10 empty] | On Request
4P | [9 empty] | LC1G400...LC1G500 | [14 empty] | 50 mm width | [12 empty] | 4 | [10 empty] | LA9G4613 | [10 empty] | On Request
4P | [9 empty] | LC1G630...LC1G800 | [14 empty] | 80 mm width | [12 empty] | 4 | [10 empty] | LA9G4614 | [10 empty] | On Request
Terminal connections
Power Terminal Aaccessories Phase Separators
Description
Suitable for | [20 empty] | Compatible with Contactors | [16 empty] | Quantity Set of | [10 empty] | Reference | [10 empty] | Unit MRP [`]
3P | [20 empty] | LC1G115...LC1G800 | [16 empty] | 2 | [10 empty] | LA9G3801 | [10 empty] | On Request
4P | [20 empty] | LC1G115...LC1G800 | [16 empty] | 3 | [10 empty] | LA9G4801 | [10 empty] | On Request
3P – with 50/80 mm spreaders | [20 empty] | LC1G400...LC1G800 | [16 empty] | 2 | [10 empty] | LA9G3803 (2) | [10 empty] | On Request
4P – with 50/80 mm spreaders | [20 empty] | LC1G400...LC1G800 | [16 empty] | 3 | [10 empty] | LA9G4803 (3) | [10 empty] | On Request
Phase separators (1)
(1) Either phase separators or terminal shrouds can only be mounted. Phase separators or terminal shrouds are mandatory for operational voltage, Ue ≥ 690 V. (2) To be used with LA9G3613 and LA9G3614. (3) To be used with LA9G4613 and LA9G4614.
For details on non standard references, technical parameters, accessories, compatibility, stockable and non stockable status please contact Customer Care
Accessories
Description Add On Blocks | [26 empty] | Terminal Type Push In | [12 empty] | Position | [12 empty] | Contacts | [9 empty] | Reference Unit MRP [`]
1st left or 1st right | [39 empty] | Side Mounted (1) | [12 empty] | 1 NO+1NC | [9 empty] | LAG8N113P | [11 empty] | 1575
1st left or 1st right | [39 empty] | Side Mounted | [12 empty] | 2 NO | [9 empty] | LAG8N203P | [11 empty] | 2035
2nd left or right | [39 empty] | Side Mounted | [12 empty] | 1 NO+1NC | [9 empty] | LAG8N113 | [11 empty] | 1575
2nd left or right | [39 empty] | Side Mounted | [12 empty] | 2 NO | [9 empty] | LAG8N203 | [11 empty] | 2035
Auxillary contact module
(1) Always supplied with TeSys Giga LC1G contactors, ﬁtted to the right side lateral face.
Accessories Spare Control Module • Wide band electronic control • 24 V...500 V 50/60 Hz or DC control input • Advanced and standard versions • Accessible from the front for easy and quick replacement
For Use With Contactor | [56 empty] | Reference | [16 empty] | Unit MRP [`]
Mechanical interlock between contactors (1)
Between Identical contactor frames | [56 empty] | LA9G970 | [16 empty] | 2860
Between LC1G(265-500) and LC1G(185-225) | [56 empty] | LA9G971 | [16 empty] | 2860
LC1G630 to LC1G800 and LC1G265 to LC1G500 | [56 empty] | LA9G972 | [16 empty] | On Request*
(1) Maximum 3 auxiliary contacts can be installed between 2 contactors with mechanical interlock kit.
Pole Composition | [22 empty] | Control modules for Standard contactors | [29 empty] | Reference | [15 empty] | Unit MR EHEN (48-130V) |  |  |  |  | P [`] KUEN (100-250V)
3-Pole | [22 empty] | LC1G115…LC1G225 | [29 empty] | LX1G3Q* | [15 empty] | On Request |  |  |  |  | On Request
3-Pole | [22 empty] | LC1G265…LC1G330 | [29 empty] | LX1G3R* | [15 empty] | On Request |  |  |  |  | On Request
3-Pole | [22 empty] | LC1G400…LC1G500 | [29 empty] | LX1G3S* | [15 empty] | On Request |  |  |  |  | On Request
3-Pole | [22 empty] | LC1G630…LC1G800 | [29 empty] | LX1G3T* | [15 empty] | On Request |  |  |  |  | On Request
4-Pole | [22 empty] | LC1G115…LC1G225 | [29 empty] | LX1G3Q* | [15 empty] | On Request |  |  |  |  | On Request
4-Pole | [22 empty] | LC1G265…LC1G330 | [29 empty] | LX1G3R* | [15 empty] | On Request |  |  |  |  | On Request
4-Pole | [22 empty] | LC1G400…LC1G500 | [29 empty] | LX1G3S* | [15 empty] | On Request |  |  |  |  | On Request
4-Pole | [22 empty] | LC1G630…LC1G800 | [29 empty] | LX1G3T* | [15 empty] | On Request |  |  |  |  | On Request
For other coil voltage ratings regarding above, please contact Schneider Electric customer care. * Reference to be completed by adding coil voltage code
For details on non standard references, technical parameters, accessories, compatibility, stockable and non stockable status please contact Customer Care
TeSys Protection Range
TeSys has the most rugged and reliable solution to manage motors Please ﬁnd a quick range overview below
[13 empty] | TeSys Power | [20 empty] | TeSys Protect | [27 empty] | TeSys Active
Feature | [12 empty] | Motor Protection Circuit Breakers | [20 empty] | Overload Relays | [11 empty] | Multi function Relays | [15 empty] | TeSys Ultra | [6 empty] | TeSys T |  |  |  | TeSys Island
TeSys Range of Products | [12 empty] | GV2P, GV4P GV3P, GV2ME | [11 empty] | GV4PEM | [8 empty] | LR2K, LRD, LR9D, LR9F | [11 empty] | LR9G | [7 empty] | EOCR
[13 empty] | GV2P GV3P GV2ME | [11 empty] | GV4PEM | [8 empty] | LR2K LR9D LRD LR9F | [11 empty] | LR9G | [7 empty] | EOCR | [7 empty] | TeSys Ultra | [6 empty] | TeSys T |  |  |  | TeSys Island
Short circuit
Causes of overheating
Slight overload
Locked rotor
Ventilation fault With probes | [68 empty] | With Probes |  |  |  | With Probes With Probes
Abnormal temperature rise
Shaft bearing seizure
Insulation fault | [53 empty] | With CBCT
Long starting time Adjustable Adjustable | [24 empty] | Adjustable | [8 empty] | LR9D only | [19 empty] | Adjustable | [7 empty] | Adjustable | [6 empty] | Adjustable |  |  |  | Adjustable
Heavy duty
Voltage variation (Derived)
Causes of phase variation
Phase reversal
Phase losses
Phase imbalance | [45 empty] | Possible Pre alarm
Earth fault
Historic fault, Pre-Alarming
Protection Relays for Motor Safety
Providing motor safety tailored to your needs
se.com/in/TeSys
TeSys K, TeSys Deca, TeSys F, TeSys Giga
Thermal Overload Relays - Tesys K Series (Direct Mounting) | [47 empty] | Electronic Overload Relay - TeSys Deca Series
• Conformance to IEC, UL, CSA, CE • Range : 0.1A to 16A • Direct & Independent mounting • Trip class 10A | [56 empty] | • Conformance to IEC, UL, CSA • Range : 0.1A to 32A • 5:1 Adjustment range • High Operating Temperature • Field selectable tripping class : 5,10, 20 & 30 • Type 1 & Type 2 Co-ordination chart available
Thermal Protection Adjustment 0.11...0.16 | [12 empty] | For Use With | [11 empty] | For Use With LR2K0301 | [6 empty] | Unit MRP [`] 2860 | [11 empty] | Current Range 0.1. 0.5 | [13 empty] | For Use With Reference* LR9D01 | [14 empty] | Unit MRP [`] 12795
0.16...0.23 | [24 empty] | LR2K0302 | [6 empty] | 2860 | [11 empty] | 0.4. 2.0 | [13 empty] | LC1D09 - 38A Direct LR9D02 | [14 empty] | 13135
0.23...0.36 | [24 empty] | LR2K0303 | [6 empty] | 2860 | [11 empty] | 1.6. 8.0 | [13 empty] | Mounting LR9D08 | [14 empty] | 13135
0.36...0.54 | [24 empty] | LR2K0304 | [6 empty] | 2860
6.4....32 | [24 empty] | LR9D32 14700
0.54...0.8 | [24 empty] | LR2K0305 | [6 empty] | 2860
0.8...1.2 | [24 empty] | LR2K0306 | [6 empty] | 2860
*Note: For LR9D01 to LR9D32 - Terminal Block for Clip on Mounting LAD7B205.
1.2...1.8 | [12 empty] | LC1K, LP1K, LP4K, | [11 empty] | LR2K0307 | [6 empty] | 2860
1.8...2.6 | [12 empty] | LP2K, LC2K | [11 empty] | LR2K0308 | [6 empty] | 2860
2.6...3.7 | [24 empty] | LR2K0310 | [6 empty] | 2860
3.7...5.5 | [24 empty] | LR2K0312 | [6 empty] | 2860 | [9 empty] | Electronic Overload Relay - TeSys Giga Series
5.5...8 | [24 empty] | LR2K0314 | [6 empty] | 2860
8...11.5 | [24 empty] | LR2K0316 | [6 empty] | 2860 | [9 empty] | • Wide range of protection with only 4
10...14 | [24 empty] | LR2K0321 | [6 empty] | 2960 | [9 empty] | references (28A to 630A)
12...16 | [24 empty] | LR2K0322 2960
*Note: Terminal Block for Clip-on Mounting LA7K0064 Thermal Overload Relays - TeSys Deca Series • Conformance to IEC, UL, CSA • Range : 0.1A to 104A • Higher operating temperature • Tripping class 10A & 20 available • Direct mounting on contactor is possible upto 95A | [50 empty] | • Switchable protection against ground fault and phase imbalance • ON status and overload alarm signaling by LED • Direct mouting of relay with contactors saving in panel space and installation time • Selectable Trip class from 5E to class 30E to suit different application needs
Thermal Protection Adjustment Range | [24 empty] | Reference | [7 empty] | Unit MRP [`]
28…115 A | [24 empty] | LR9G115 | [7 empty] | 22805
57…225 A | [24 empty] | LR9G225 | [7 empty] | 26610
125…500 A | [24 empty] | LR9G500 | [7 empty] | 31295
160…630 A | [24 empty] | LR9G630* | [7 empty] | on request
Thermal Protection Unit MRP Adjustment Range For Use With Reference* [`]
LRD Model (Direct Mounting) GV2L03, LE03, | [50 empty] | *Note: • For LRD01...LRD35 - Terminal Block for clip-on Mounting LAD7B106 • For LRD33** - Terminal Block for clip-on Mounting LA7D3064 0 • For LRD332, LRD340, LRD350 & LRD365 - Connection block for separate mounting LAD96560
0.1...0.16 | [24 empty] | LRD01 | [6 empty] | 2815
0.16...0.25 | [24 empty] | LRD02 | [6 empty] | 2815
0.25...0.4 | [24 empty] | LRD03 | [6 empty] | 2815
0.4...0.63 | [24 empty] | LRD04 | [6 empty] | 2815
0.63...1 | [24 empty] | LRD05 0 | [6 empty] | 2815
1...1.6
LRD06 0 | [5 empty] | 2815 | [9 empty] | • The LRD relays can be used for AC or DC current up to 104A
LRD07 0 | [5 empty] | 2815 | [9 empty] | • For long starting, Class 20 relays are available on request.
1.6...2.5 | [17 empty] | LC1D09...LC1D38
2.5...4 | [34 empty] | LRD08 0 | [6 empty] | 2815 | [8 empty] | • Device for remote tripping and electrical reset is available on request.
4...6 | [34 empty] | LRD10 0 | [6 empty] | 2815
5.5...8 | [34 empty] | LRD12 0 | [6 empty] | 2815
7...10 | [34 empty] | LRD14 0 | [6 empty] | 3155
9...13 | [34 empty] | LRD16 0 | [6 empty] | 3155
12...18 | [34 empty] | LRD21 0 | [6 empty] | 3250
16...24 | [22 empty] | GV2L22, LC1D25...D38 | [11 empty] | LRD22 0 | [6 empty] | 3250
23...32 | [22 empty] | LC1D25...LC1D38, LC1D32 | [11 empty] | LRD32 0 | [6 empty] | 5225
30...38 | [22 empty] | LC1D32, LC1D38 | [11 empty] | LRD35 | [6 empty] | 5225
23...32 | [22 empty] | LC1D40A...D65a | [11 empty] | LRD332 | [6 empty] | 5790
23...32 | [22 empty] | LC1D80...LC1D95 | [11 empty] | LRD3353 | [6 empty] | 5790
30...40 | [22 empty] | LC1D40A...D65a | [11 empty] | LRD340 | [6 empty] | 5790
30...40 | [22 empty] | LC1D80...LC1D95 | [11 empty] | LRD3355 | [6 empty] | 5790
37...50 | [22 empty] | LC1D40A...D65a | [11 empty] | LRD350 0 | [6 empty] | 7935
37...50 | [22 empty] | LC1D80...LC1D95 | [11 empty] | LRD3357 | [6 empty] | 9490
48...65 | [22 empty] | LC1D40A...D65a | [11 empty] | LRD365 | [6 empty] | 10180
62…80 | [22 empty] | LC1D80A | [11 empty] | LRD380 | [6 empty] | 10620
48...65 | [22 empty] | LC1D80...LC1D95 | [11 empty] | LRD3359 | [6 empty] | 10180
63...80 | [22 empty] | LC1D80...LC1D95 | [11 empty] | LRD3363 | [6 empty] | 11050
80...104 | [22 empty] | LC1D80, LC1D95 | [11 empty] | LRD3365 | [6 empty] | 13640
For details on non standard references, technical parameters, accessories, compatibility, stockable and non stockable status please contact Customer Care
t 3FEVDFE EPXOUJNF t 2VJDL SFTUPSBUJPO t 0QFSBUJPOBM 4BGFUZ t 1PXFS 2VBMJUZ NBOBHFNFOU
Electronic Overcurrent Relays
[7 empty] | Digital EOCR Protection Measurement • Over Current-Deﬁnite & • Load Current Inverse Time • Ground Current* • Under Current • Running Hours • Phase Loss • Load Current Bar Graph • Phase Reversal • i-THD (Current • Stall Harmonic Distortion) • Jam • Imbalance Other Features • Earth Fault* • Modbus Diagnostic Communication* • 4-20 mA output for • Trip Cause Motor Current* • Fault History-3 Faults • Pre-Alarm Contact (Cause & Current Value) • Suitable for 1 & 3 Motors • Suitable for Low Frequency VFD Operation (10-100Hz) • Available with Type-2 | [43 empty] | Analog EOCR Protection Other Features • Over current • Easy installation, with • Phase loss DIN Rail and Panel • Locked rotor Mounting compatibility • Trip cause display • Manual/Electrical reset • Testing Provision through Test Button • Suitable for 1 & 3 Motors
* In selected models
EOCR Digital EOCR
Digital EOCR Without Communication Current Range=0.5A-80A Control Voltage=100VAC-220VAC* Description Display Bottom Hole Window Hole
[22 empty] | Reference | [18 empty] | Unit MRP [`] |  |  |  |  | Reference | [11 empty] | Unit MRP [`]
Inbuilt | [21 empty] | 3DM2-WRDUHZ | [18 empty] | 24315 |  |  |  |  | 3DM2-WRDUWZ | [11 empty] | 24315
Extended** | [21 empty] | FDM2-WRDUHZ | [18 empty] | 26295 |  |  |  |  | FDM2-WRDUWZ | [11 empty] | 26295
Inbuilt | [21 empty] | 3MZ2-WRAUHZ | [18 empty] | 24640 |  |  |  |  | 3MZ2-WRAUWZ | [11 empty] | 24640
Inbuilt | [21 empty] | 3MZ2-WRCUHZ | [18 empty] | 24640 |  |  |  |  | 3MZ2-WRCUWZ | [11 empty] | 24640
Extended** | [21 empty] | FMZ2-WRAUHZ | [18 empty] | 29585 |  |  |  |  | FMZ2-WRAUWZ | [11 empty] | 29585
Extended** | [21 empty] | FMZ2-WRCUHZ | [18 empty] | 29585 |  |  |  |  | FMZ2-WRCUWZ | [11 empty] | 29585
Inbuilt | [21 empty] | 3BZ2-WRAUHZ | [18 empty] | 35770
Inbuilt | [21 empty] | 3BZ2-WRCUHZ | [18 empty] | 35770
Extended** | [21 empty] | FBZ2-WRAUHZ | [18 empty] | 36345
Extended** | [21 empty] | FBZ2-WRCUHZ | [18 empty] | 36345
Without Ground Fault Protection
GF Protection with external CT
GF Protection with inbuilt CT
Digital EOCR with Modbus Communication Current Range=0.5A-80A Control Voltage=100VAC-220VAC* Description Display Bottom Hole Window Hole
[22 empty] | Reference | [18 empty] | Unit MRP [`] |  |  |  |  | Reference | [11 empty] | Unit MRP [`]
Inbuilt | [21 empty] | I3DM-WRDUHZ | [18 empty] | 39065 |  |  |  |  | I3DM-WRDUWZ | [11 empty] | 39065
Extended** | [21 empty] | IFDM-WRDUHZ | [18 empty] | 39320 |  |  |  |  | IFDM-WRDUWZ | [11 empty] | 39320
Inbuilt | [21 empty] | I3MZ-WRAUHZ | [18 empty] | 41545 |  |  |  |  | I3MZ-WRAUWZ | [11 empty] | 41545
Inbuilt | [21 empty] | I3MZ-WRCUHZ | [18 empty] | 41545 |  |  |  |  | I3MZ-WRCUWZ | [11 empty] | 41545
Extended** | [21 empty] | IFMZ-WRAUHZ | [18 empty] | 47055 |  |  |  |  | IFMZ-WRAUWZ | [11 empty] | 47055
Extended** | [21 empty] | IFMZ-WRCUHZ | [18 empty] | 47055 |  |  |  |  | IFMZ-WRCUWZ | [11 empty] | 47055
Inbuilt | [21 empty] | I3BZ-WRAUHZ | [18 empty] | 48140
Inbuilt | [21 empty] | I3BZ-WRCUHZ | [18 empty] | 48140
Extended** | [21 empty] | IFBZ-WRAUHZ | [18 empty] | 48390
Extended** | [21 empty] | IFBZ-WRCUHZ | [18 empty] | 48390
Without Ground Fault Protection
GF Protection with external CT
GF Protection with inbuilt CT
* Replace U with B in above reference for Controil Voltage =24 V DC ** Cable need to be purchased seperately Contact Customer Care for 4-20mA Output EOCR references & prices EOCR Accessories
Cable for Exended Display Description Reference Unit MRP [`]
ZCT - Ground Fault Protection
Description | [9 empty] | Reference | [10 empty] | Unit MRP [`]
ZCT 35 M/M | [9 empty] | ZCT-035-Z | [10 empty] | 7775
ZCT 80 M/M | [9 empty] | ZCT-080-Z | [10 empty] | 10475
ZCT 120 M/M | [9 empty] | ZCT-120-Z | [10 empty] | 17230
Spare Display
CABLE-RJ45 1 Meter CABLE-RJ45-001 2825
CABLE-RJ45 3 Meter CABLE-RJ45-003 3690
External CT for range extension up to 400A
Current Range | [5 empty] | CT Ratio | [6 empty] | Reference | [8 empty] | Unit MRP [`] | [8 empty] | Description | [24 empty] | Reference | [8 empty] | Unit MRP [`]
100A | [5 empty] | 100:5 | [6 empty] | 3CT-H1-100-Z | [8 empty] | 6190 | [8 empty] | EOCR-PDMZ Display | [24 empty] | EOCR-PDMZ | [8 empty] | 11610
150A | [5 empty] | 150:5 | [6 empty] | 3CT-HH-150-Z | [8 empty] | 7665
200A | [5 empty] | 200:5 | [6 empty] | 3CT-H2-200-Z | [8 empty] | 8535
300A | [5 empty] | 300:5 | [6 empty] | 3CT-H3-300-Z | [8 empty] | 8905
400A | [5 empty] | 400:5 | [6 empty] | 3CT-H4-400-Z | [8 empty] | 10475
For details on non standard references, technical parameters, accessories, compatibility, stockable and non stockable status please contact Customer Care
TeSys Protect Analog EOCR EOCR SS - Without Display Note: 2 SPST output contacts For 60A or higher, combine 05T Type and an external CT (secondary 5A) for use | [48 empty] | EOCR SSD - With Display (Operating Current & Trip Cause) Note: 2 SPST output contacts For 60A or higher, combine 05T Type and an external CT (secondary 5A) for use
Analog ECOR without Display
Analog ECOR with Display
Current Range (A) | [11 empty] | Control Voltage | [10 empty] | Reference | [10 empty] | Unit MRP [`] | [9 empty] | Current Range (A) | [12 empty] | Control Voltage | [10 empty] | Reference | [6 empty] | Unit MRP [`]
0.5-6 | [11 empty] | 24-240V AC/DC | [10 empty] | EOCRSS-05S | [10 empty] | 7705 | [9 empty] | 0.5-6 | [12 empty] | 24-240V AC/DC | [10 empty] | EOCRSSD-05S | [6 empty] | 11525
0.5-6 | [11 empty] | 380-440V AC | [10 empty] | EOCRSS-05W | [10 empty] | 6310 | [9 empty] | 0.5-6 | [12 empty] | 380-440V AC | [10 empty] | EOCRSSD-05W | [6 empty] | 14195
3-30 | [11 empty] | 24-240V AC/DC | [10 empty] | EOCRSS-30S | [10 empty] | 7705 | [9 empty] | 3-30 | [12 empty] | 24-240V AC/DC | [10 empty] | EOCRSSD-30S | [6 empty] | 11525
3-30 | [11 empty] | 380-440V AC | [10 empty] | EOCRSS-30W | [10 empty] | 6310 | [9 empty] | 3-30 | [12 empty] | 380-440V AC | [10 empty] | EOCRSSD-30W | [6 empty] | 12300
5-60 | [11 empty] | 24-240V AC/DC | [10 empty] | EOCRSS-60S | [10 empty] | 7705 | [9 empty] | 10-60 | [12 empty] | 24-240V AC/DC | [10 empty] | EOCRSSD-60S | [6 empty] | 11525
5-60 | [11 empty] | 380-440V AC | [10 empty] | EOCRSS-60W | [10 empty] | 6310 | [9 empty] | 10-60 | [12 empty] | 380-440V AC | [10 empty] | EOCRSSD-60W | [6 empty] | 12300
For details on non standard references, technical parameters, accessories, compatibility, stockable and non stockable status please contact Customer Care
TeSys Power
Circuit breakers for motor protection and control TeSys Deca and TeSys Giga Circuit Breakers provide compact, reliable and efﬁcient solutions: • Isolation • Protection against short circuits and overloads • Conforming to global standards.(IEC/EN/UL/CSA)
se.com/in/TeSys
TeSys Power Circuit Breakers for Motor Protection
Magnetic Circuit Breaker Thermal Magnetic Circuit Breaker
• Conformance to IEC 60947 -1,-2,-4 • Magnetic circuit breakers range from 0.1-80 Amps • High Breaking capacity up to 100kA • Wide range of accessories | [56 empty] | • Conformance to IEC 60947 -1,-2,-4, conformity to International Standards - UL, CSA, CE • Thermal magnetic circuit breakers range from 0.1-220 Amps • High Breaking capacity up to 100kA • Wide range of accessories • S-shaped busbar for side-by-side connection with 40 - 65A Contactor
Breaking Capacity at Magnetic 50Hz Protection Reference Unit MRP 690V 500V Rating (A) [`] | [43 empty] | Breaking Capacity at Thermal 50Hz Protection Reference Unit MRP Adjustment [`] 690V 500V Range
With Rocker Lever Control (Economy)* | [43 empty] | With Push Button Control (Economy)
0.4 | [23 empty] | GV2LE03 | [9 empty] | 6065 | [9 empty] | 0.1 - 0.16 | [23 empty] | GV2ME01 | [5 empty] | 6295
0.63 | [23 empty] | GV2LE04 | [9 empty] | 6065 | [9 empty] | 0.16 - 0.25 | [23 empty] | GV2ME02 | [5 empty] | 6295
100 kA 100 kA 3 kA 100 kA 3 kA | [23 empty] | 1.6 GV2LE06 6065 4 GV2LE08 6065 | [24 empty] | 100 kA 100 kA 3 kA 100 kA
0.25 - 0.40 | [7 empty] | GV2ME03 | [8 empty] | 6295
0.40 - 0.63 | [7 empty] | GV2ME04 0 | [8 empty] | 6705
0.63 - 1.0 | [7 empty] | GV2ME05 0 | [8 empty] | 6705
1.0 - 1.6 | [7 empty] | GV2ME06 0 | [8 empty] | 6850
1.6 - 2.5 | [7 empty] | GV2ME07 0 | [8 empty] | 6850
2.5 - 4 | [7 empty] | GV2ME08 0 | [8 empty] | 7090
6 - 10 | [7 empty] | GV2ME14 0 | [8 empty] | 7090
9 - 14 | [7 empty] | GV2ME16 0 | [8 empty] | 7940
13 - 18 | [7 empty] | GV2ME20 0 | [8 empty] | 8550
17 - 23 | [7 empty] | GV2ME21 0 | [8 empty] | 9130
20 - 25 | [7 empty] | GV2ME22 0 | [8 empty] | 9130
1 GV2LE05 6065
2.5 GV2LE07 6065
[8 empty] | 50 kA | [7 empty] | 6.3 GV2LE10 6065
10 kA 10 GV2LE14 6065 3 kA 6 kA 18 GV2LE20 7045 | [48 empty] | 3 kA | [10 empty] | 10 kA
14 GV2LE16 6065
25 GV2LE22 7045
3 kA 4 kA With Rotary Handle Control* | [23 empty] | 32 GV2LE32 11965 | [24 empty] | 3 kA 6 kA 3 kA 4 kA
[16 empty] | 0.4 | [6 empty] | GV2L03 | [9 empty] | 6960 | [27 empty] | 24 - 32 | [6 empty] | GV2ME32 0 | [5 empty] | 14785
100 kA 100 kA | [15 empty] | 0.63 | [6 empty] | GV2L04 | [9 empty] | 6960 | [8 empty] | With Rotary Handle Control
[16 empty] | 1 | [6 empty] | GV2L05 | [9 empty] | 6960 | [27 empty] | 0.1 - 0.16 | [6 empty] | GV2P01 | [5 empty] | 6160
[16 empty] | 1.6 | [6 empty] | GV2L06 | [9 empty] | 6960 | [27 empty] | 0.16 - 0.25 | [6 empty] | GV2P02 | [5 empty] | 6160
0.25 - 0.40 | [7 empty] | GV2P03 | [8 empty] | 6160
0.40 - 0.63 | [7 empty] | GV2P04 | [8 empty] | 7060
0.63 - 1.0 | [7 empty] | GV2P05 0 | [8 empty] | 7060
1.0 - 1.6 | [7 empty] | GV2P06 | [8 empty] | 7060
1.6 - 2.5 | [7 empty] | GV2P07 | [8 empty] | 7060
4 kA | [7 empty] | 100 kA | [7 empty] | 2.5 4 | [6 empty] | GV2L07 GV2L08 | [9 empty] | 6960 6960
[16 empty] | 6.3 | [6 empty] | GV2L10 | [9 empty] | 6960
[16 empty] | 10 | [6 empty] | GV2L14 | [9 empty] | 6960
[16 empty] | 14 | [6 empty] | GV2L16 | [9 empty] | 6960
4 kA | [7 empty] | 10 kA | [7 empty] | 18 | [6 empty] | GV2L20 | [9 empty] | 6960
[16 empty] | 25 | [6 empty] | GV2L22 | [9 empty] | 6960
[16 empty] | 32 | [6 empty] | GV2L32 | [9 empty] | 6960
[16 empty] | 40 | [6 empty] | GV3L40 | [9 empty] | 19725
100 kA 100 kA
8 kA 100 kA
[16 empty] | 2.5 - 4 | [7 empty] | GV2P08 0 | [9 empty] | 7280
6 kA | [7 empty] | 50 kA | [7 empty] | 6 - 10 | [7 empty] | GV2P14 0 | [9 empty] | 7770
[16 empty] | 13 - 18 | [7 empty] | GV2P20 0 | [9 empty] | 11010
17 - 23 GV2P21 0 11010
6 kA 12 kA | [23 empty] | 50 GV3L50 20190
65 | [5 empty] | GV3L65 | [9 empty] | 20630 | [8 empty] | 4 kA 10 kA | [18 empty] | 20 - 25 | [6 empty] | GV2P22 0 | [9 empty] | 11010
73 | [5 empty] | GV3L73 | [9 empty] | 23325 | [27 empty] | 24 - 32 | [6 empty] | GV2P32 0 | [9 empty] | 18560
With Rotary Handle Control
30...40 | [6 empty] | GV3P40 0 | [9 empty] | 21895
37...50 | [6 empty] | GV3P50 0 | [9 empty] | 27145
Breaking Motor Power Thermal Capacity at AC-3** Protection Reference Unit MRP 415V 50Hz kW HP Adjustment [`] Range
With Toggle Control 50 kA | [35 empty] | 6 kA 12 kA With Direct Rotary Handle 10 kA 50 kA | [32 empty] | 48...65 GV3P65 0 27845
62…73 GV3P73 28455
[8 empty] | 75 |  |  | 101 |  |  |  |  | 150 | [5 empty] | C16N3MA150 | [11 empty] | On Request | [7 empty] | 70…150 GV5P150H 51875
[8 empty] | 110 |  |  | 147 |  |  |  |  | 220 | [5 empty] | C25N3MA220 | [11 empty] | On Request | [7 empty] | 100...220 GV5P220H 60510
160 | [10 empty] | 214 |  |  |  |  | 320 | [5 empty] | C40N31M320 | [11 empty] | On Request | [26 empty] | 160...320 | [6 empty] | GV6P320H | [5 empty] | 77815
200 | [10 empty] | 268 |  |  |  |  | 500 | [5 empty] | C63N31M500 | [11 empty] | On Request | [26 empty] | 250...500 | [6 empty] | GV6P500H | [5 empty] | 107210
TeSys Power Circuit Breakers for Motor Protection
Accessories for Motor Circuit Breakers Accessories for Motor Circuit Breakers
Description Reference Unit MRP [`]
Description Reference Unit MRP [`]
For GV2 For GV2-P/GV2-L
Front contact NO or NC(1) GVAE1 1365
External operator - IP54, Black GV2APN01 0 4745
Front contact NO + NC Side contact NO + NC | [34 empty] | GVAE11 0 1665 GVAN11 0 2010 | [15 empty] | External operator - IP54, Yellow/Red GV2APN02 8835 For GV3P/GV3L Auxiliary Contacts
GVAE20 1840
[25 empty] | GVAN20 | [8 empty] | 2010 | [9 empty] | Front contact: 1 NO (fault) + 1NC (Auxiliary) | [24 empty] | GVAED011 |  |  |  | 1730
Fault signalling contact + 1NO contact (2) | [24 empty] | GVAD1010 0 | [8 empty] | 2620 | [9 empty] | Front contact: 1 NO (fault) + 1NO (Auxiliary) | [24 empty] | GVAED101 |  |  |  | 1900
Fault signalling contact + 1NC contact (2) | [24 empty] | GVAD1001 | [8 empty] | 2620 | [9 empty] | Busbar
Short circuit signalling contact block 1 C/O | [24 empty] | GVAM11 | [8 empty] | 2505 | [9 empty] | 3-pole, 3 tap, 64 mm pitch | [24 empty] | GV3G364 |  |  |  | 2530
110 ... 115V | [9 empty] | 50Hz |  |  |  | GVAU115 | [9 empty] | 5320 | [12 empty] | S-shape bus bar | [13 empty] | GV3S | [17 empty] | 1895
220 ... 240V | [9 empty] | 50Hz |  |  |  | GVAU225 | [9 empty] | 4785 | [12 empty] | External Operator
380 ... 400V | [9 empty] | 50Hz |  |  |  | GVAU385 | [9 empty] | 4785 | [12 empty] | IP54, Black | [13 empty] | GV3APN01 | [17 empty] | 5720
Under voltage trip
[17 empty] | 110 ... 115V | [10 empty] | 50Hz |  |  |  | GVAS115 | [9 empty] | 4785 | [8 empty] | Note: All other accessories are same as of GV2.
Shunt trip | [16 empty] | 220 ... 240V | [10 empty] | 50Hz |  |  |  | GVAS225 | [9 empty] | 4785 | [8 empty] | Busbars GV3G364 and GV3S are not compatible with GV3*73 and GV3*80.
[17 empty] | 380 ... 400V | [10 empty] | 50Hz |  |  |  | GVAS385 | [9 empty] | 4785
Additive limiter for increasing breaking GV1L3 7715 capacity to100kA for GV2ME and GV2P.
Description Operating Voltage For GV5 and GV6 | [22 empty] | Reference | [9 empty] | Unit MRP [`]
Clip-on connector - upto - 150 A - 1.5..95 mm2 | [22 empty] | GV7AC021 | [9 empty] | 1655
Clip-on connector- upto - 220 A - 1.5..185 mm2 | [22 empty] | GV7AC022 | [9 empty] | 2280
Front rotary handle GV7AP GV7R - black - handle(2) | [22 empty] | GV7AP01 | [9 empty] | 11995
Terminal shields IP405(1) - | [22 empty] | GV7AC01 | [9 empty] | 4265
Connection block - GV2 with contactor LC1-D09..D38 | [32 empty] | GV2AF3 935
Connection block - LS1 D32 or GV2 with Contactor LC1-K or LP1-K GV2AF01 1015
Empty enclosure for GV2ME - plastic | [32 empty] | GV2MP02 4475
GV2MC02 4915
(1) Choice of NC or NO contact operation depending on which way round the reversible block is mounted. (2) The GV-AD is always mounted next to the circuit breaker. Busbars 45 mm 54 mm 3-pole busbar GV2 outlets | [50 empty] | (1) Terminal shields cannot be used together with spreaders. (2) For mounting direct rotary handle on enclosure door. This accessory makes it possible to open the door If the device is closed and prevents the device from being closed if the door is open.
Connection Pitch For GV2 | [22 empty] | No. of Tapoff Points | [11 empty] | Reference | [6 empty] | Unit MRP [`]
[23 empty] | 2 | [11 empty] | GV2G245 | [6 empty] | 2635
[23 empty] | 4 | [11 empty] | GV2G445 | [6 empty] | 4145
[23 empty] | 2 | [11 empty] | GV2G254 | [6 empty] | 2395
[23 empty] | 3 | [11 empty] | GV2G354 | [6 empty] | 2685
[23 empty] | 4 | [11 empty] | GV2G454 | [6 empty] | 3365
[23 empty] | 5 | [11 empty] | GV2G554 | [6 empty] | 3645
72 mm | [22 empty] | 4 | [11 empty] | GV2G472 | [6 empty] | 4125
Description | [34 empty] | Reference | [6 empty] | Unit MRP
Accessories for Busbars | [41 empty] | [`]
Terminal block - to supply one or more GV2G05 | [41 empty] | 5170
Protective end covers for unused busbar GV1G10 | [41 empty] | 910
Terminal block for connection from top GV1G09 | [41 empty] | 2700
TeSys Accessories compatibility
TeSys Accessories compatibility
GV3 G264 GV3 G364
GV AM11
GV3 P
GV AM11
GV AE113, GV AE203, GV AED 1013, GV AED 0113
GV3 L | [39 empty] | GV AE11, GV AE20, GV AED 101, GV AED 011
GV AE1 GV AE1
GV3 APN02
GV2 V03
TeSys Control TeSys Switches
Vario Switch Disconnectors Complete Enclosed Switches t Range 12 to 175A, IP 65 Sealable and Lockable 10 3P 4 kW VCF02GE 4620 20 3P 7.5 kW VCF0GE 6110 32 3P 15 kW VCF2GE 7675 63 3P 30 kW VCF4GE 13890 * Rated Power at 415V | [48 empty] | Vario Switch Disconnectors Complete Switch with Padlockable Operator
[Ithe] Rated Conventional Poles Operational Reference Unit MRP Thermal Description Power [`] Current** (AC-23)*
[Ithe] onventional Poles Description Reference Unit MRP Thermal Current** [`]
t Suitable for Front Mounting or Base Mounting
12 | [8 empty] | 3P | [15 empty] | VCF02 | [9 empty] | 2900
20 | [8 empty] | 3P | [15 empty] | VCF01 | [9 empty] | 3155
25 | [8 empty] | 3P | [15 empty] | VCF0 | [9 empty] | 3680
32 | [8 empty] | 3P | [15 empty] | VCF1 | [9 empty] | 3855
40 | [8 empty] | 3P | [15 empty] | VCF2 | [9 empty] | 4780
63 | [8 empty] | 3P | [15 empty] | VCF3 | [9 empty] | 10015
80 | [8 empty] | 3P | [15 empty] | VCF4 | [9 empty] | 8105
125 | [8 empty] | 3P | [15 empty] | VCF5 | [9 empty] | 18575
175 | [8 empty] | 3P | [15 empty] | VCF6 | [9 empty] | 22515
Switch Bodies
16 3P 5.5 kW VCF01GE 5020
25 3P 11 kW VCF1GE 6550
50 3P 22 kW VCF3GE 11870
** Ith in enclosure | [43 empty] | 12 | [8 empty] | V02 | [21 empty] | 1890
[44 empty] | 20 | [8 empty] | V01 | [21 empty] | 2180
For Switch Mounting Ingress Reference Unit MRP | [43 empty] | 25 | [8 empty] | V0 | [21 empty] | 2590
Operators (Padlockable) | [50 empty] | 32 V1 3155 40 V2 3855 63 V3 5370
12 - 40 | [8 empty] | 4 Screw Fixing | [9 empty] | IP65 |  |  |  | KCF1PZ | [10 empty] | 1365 | [9 empty] | 80 | [8 empty] | V4 | [21 empty] | 7060
63 - 80 | [8 empty] | 4 Screw Fixing | [9 empty] | IP65 |  |  |  | KCF2PZ | [10 empty] | 1445 | [9 empty] | 125 | [8 empty] | V5 | [21 empty] | 14325
125 - 175 | [8 empty] | 4 Screw Fixing | [9 empty] | IP40 |  |  |  | KCF3PZ | [10 empty] | 5845 | [9 empty] | 175 | [8 empty] | V6 | [21 empty] | 18290
Accessories
Description For Use with Rating in A Pole Earth Contact Auxiliary Reference Unit MRP
Switch Bodies Vario Add-on Modules (1) | [39 empty] | Composition | [16 empty] | Contacts | [17 empty] | [`]
V02/VCF02 12 | [39 empty] | 1P | [6 empty] | - | [9 empty] | - VZ02 | [17 empty] | 1355
V0/1/VCF01 20 | [39 empty] | 1P | [6 empty] | - | [9 empty] | - VZ01 | [17 empty] | 1375
V0/VCF0 25 | [39 empty] | 1P | [6 empty] | - | [9 empty] | - VZ0 | [17 empty] | 1470
Main Pole Module V1/VCF1 32 | [39 empty] | 1P | [6 empty] | - | [9 empty] | - VZ1 | [17 empty] | 1430
V2/VCF2 40 | [39 empty] | 1P | [6 empty] | - | [9 empty] | - VZ2 | [17 empty] | 1535
V3/VCF3 63 | [39 empty] | 1P | [6 empty] | - | [9 empty] | - VZ3 | [17 empty] | 1995
V4/VCF4 80 | [39 empty] | 1P | [16 empty] | - VZ4 | [17 empty] | 1995
V02 / VCF02 to V2 / VCF2 - | [39 empty] | 1N | [6 empty] | - | [9 empty] | - VZ11 | [17 empty] | 1650
Neutral Pole Module(2) V3 / VCF3 to V4 / VCF4 - | [39 empty] | 1N | [6 empty] | - | [9 empty] | - VZ12 | [17 empty] | 2205
V5 / VCZ5 to V6 / VCZ6 - | [39 empty] | 1N | [6 empty] | - | [9 empty] | - VZ13 | [17 empty] | 4555
V02 / VCF02 to V2 / VCF20 - | [39 empty] | - | [6 empty] | - | [9 empty] | - VZ14 | [17 empty] | 1620
Earthing Module V3 / VCF3 to V4 / VCF4 - | [39 empty] | - | [6 empty] | 1 | [9 empty] | - VZ15 | [17 empty] | 1915
V5 / VCZ5 to V6 / VCZ6 - | [39 empty] | - | [6 empty] | 1 | [9 empty] | - VZ16 | [17 empty] | 2975
Auxiliary Contact V02/ VCF02 to V6 / VCZ6 - | [39 empty] | - | [6 empty] | - | [9 empty] | 1NO + 1NC VZ7 | [17 empty] | 1695
Block Module V2/ VCF02 to V6 / VCZ6 - | [39 empty] | - | [6 empty] | - | [9 empty] | 2NO VZ20 | [17 empty] | 1695
(1) For mounting option of modules, please refer to the technical catalogue. (2) With early make and late break contacts
Description
For Use With | [17 empty] | Reference | [20 empty] | Unit MRP [`]
V02...V2 | [17 empty] | VZ17 | [20 empty] | 1620
V02...V2 | [17 empty] | VZ30 | [20 empty] | 1915
V3, V4, V5, V6 | [17 empty] | VZ18 | [20 empty] | 1915
V3, V4, V5, V6 | [17 empty] | VZ31 | [20 empty] | 2180
VZ17 / VZ30 | [17 empty] | KZ32 | [20 empty] | 580
VZ18/31 | [17 empty] | KZ74 | [20 empty] | 995
V02 - V2 | [17 empty] | VZ8 | [20 empty] | 550
V3 - V4 | [17 empty] | VZ26 | [20 empty] | 480
V3 - V4 | [17 empty] | VZ9 | [20 empty] | 575
V5 - V6 | [17 empty] | VZ27 | [20 empty] | 480
V5 - V6 | [17 empty] | VZ10 | [20 empty] | 725
V02 - V6 | [17 empty] | VZ28 | [20 empty] | 810
V02 - V6 | [17 empty] | VZ29 | [20 empty] | 665
Components for Door Interlocking Shaft extension - for Mini-VARIO and VARIO - V02..V2
Shaft extension - for Mini-VARIO and VARIO - V3 V4 V5 V6
Door interlock plate Input Terminal Protection Shrouds
Terminal Shrouds
For details on non standard references, technical parameters, accessories, compatibility, stockable and non stockable status please contact Customer Care
TeSys Control Accessories for Switches
Smarter Load Management with TeSys Island The Key to Unprecedented Efﬁciency
Digital Load Manager TeSys Island - the innovative & digital multifunctional load management solution up to 80A
[18 empty] | Industry 4.0 | [23 empty] | Predictive Maintenance | [21 empty] | Cyber Secure
TeSys Active TeSys Island
•All-in-one Solution for Versatile & Flexible Load Management•
Motor Protection • -OTOR /VERLOAD • /VER/5NDER #URRENT • *AM/3TALL • ,ONG 3TART • 2APID 2ESTART ,OCKOUT
Upstream Protection • 0HASE ,OSS • 0HASE 2EVERSAL • 0HASE 5NBALANCE • 'ROUND #URRENT $ETECTION
Analytics • (EALTH $IAGNOSTIC • %NERGY -ANAGEMENT • $EMAND -ANAGEMENT
PLC Remote Control and Monitoring Local Monitoring and Setting Motors Lights Heaters Battery Loading
Designation | [33 empty] | Product Speciﬁcation | [38 empty] | Commercial Reference
TeSys island components
Standard Starter | [33 empty] | 9A (AC-3) | [38 empty] | TPRST009
Standard Starter | [33 empty] | 25A (AC-3) | [38 empty] | TPRST025
Standard Starter | [33 empty] | 38A (AC-3) | [38 empty] | TPRST038
Standard Starter | [33 empty] | 65A (AC-3) | [38 empty] | TPRST065
Standard Starter | [33 empty] | 66A (AC-3) - 80A (AC-1) | [38 empty] | TPRST080
SIL Starter | [33 empty] | 9A (AC-3) | [38 empty] | TPRSS009
SIL Starter | [33 empty] | 25A (AC-3) | [38 empty] | TPRSS025
SIL Starter | [33 empty] | 38A (AC-3) | [38 empty] | TPRSS038
SIL Starter | [33 empty] | 65A (AC-3) | [38 empty] | TPRSS065
SIL Starter | [33 empty] | 66A (AC-3) - 80A (AC-1) | [38 empty] | TPRSS080
Power interface module | [33 empty] | 9A (AC-3) | [38 empty] | TPRPM009
Power interface module | [33 empty] | 38A (AC-3) | [38 empty] | TPRPM038
Power interface module | [33 empty] | 80A (AC-3) | [38 empty] | TPRPM080
Voltage interface module | [72 empty] | TPRVM001
SIL interface module | [72 empty] | TPRSM001
Digital I/O module | [33 empty] | (4 input - 2 output) | [38 empty] | TPRDG4X2
Analog I/O module | [33 empty] | (2 input -1 output) | [38 empty] | TPRAN2X1
Bus Coupler | [33 empty] | EtherNet/IP - Modbus TCP | [38 empty] | TPRBCEIP
Bus Coupler | [33 empty] | PROFINET | [38 empty] | TPRBCPFN
Bus Coupler | [33 empty] | PROFIBUS | [38 empty] | TPRBCPFB
Assembly and Wiring Kits
Kit for reversing starter application | [33 empty] | for 9, 25, 38A (size 1 and 2) starters | [38 empty] | LAD9R1
Kit for reversing starter application | [33 empty] | for 65, 80A (size 3) starters | [38 empty] | LAD9R3
Jumper bar 3-pole for Star Delta application | [33 empty] | for 9, 25, 38A (size 1 and 2) starters | [38 empty] | LAD9P3
Kit for reversing starter application | [33 empty] | for 65, 80 A (size 3) starters, a hazard sticker is provided | [38 empty] | LAD9SD3S
*Architecture shown above is only for graphical representation
TeSys Control Ultra motor starters Introduction From traditional solution | [28 empty] | Ultra motor starter- All in one block for advance protection
Motor circuit breaker: Magnetic protection > short-circuit protection
|  |  |  | Contactor: | [58 empty] | Ultra motor starter > All basic or advanced protection and control functions in one block and more... > Overload indication and alarm > Status report, remote control via communication bus
Control > Start /Stop | [7 empty] | Status monitoring > signaling > alarm monitoring
Protection relay: Thermal protection > overload
Ultra motor
starters can be used in 80 % of motor protection and control applications.
TeSys Control Ultra motor starters | [40 empty] | • Total Coordinated Starter – 3 functions in a single device • Compact Starter, DOL / RDOL upto 18.5kW (38A, AC-3) in 45mm width • Direct connectivity to Modbus / Proﬁbus / CANopen / DeviceNet • Higher switching life - 15Million operations, 2Million AC-43 electrical life • Breaking capacity upto 130kA
Power Base For assembling components, ON/OFF operation and resetting. > 3 power bases: upto 12A and upto 38A > Direct starter and reversing starter models. | [34 empty] | Control Unit Performs all the electrical protection functions to cover main applications from 0 to 38A. Some of these also provide advanced mea-surement, alarm and display functions. 4 simple function modules Thermal overload alarm Indication of motor load Thermal overload signalling and manual reset Thermal overloaded signalling and automatic or remote reset. 4 communication modules Profibus DP CANopen DeviceNet Modbus. | [33 empty] | 40% “TeSys solutions allow us to reduce the size of our enclosure” says a panel builder from the water treatment sector 60% “Late customization means that we can build 60% of the panels, even though the project design has not yet been completed” says an engineer in a food processing industry
Select 1 | [19 empty] | + Select 1 Optional | [29 empty] | or Optional or | [18 empty] | Optional
Non-Reversing Reversing *prewired cables to be ordered separately
Module*
Contacts Contactor auxiliary contacts Power auxiliary contacts (trip status)
[5 empty] | LULC |  |  |  |  | 33
Modbus Serial | [9 empty] | 33
Proﬁbus DP | [9 empty] | 7
CANopen | [9 empty] | 8
DeviceNet | [9 empty] | 9
[5 empty] | LUF |  |  |  |  | DH11
Fault diff. with manual reset | [9 empty] | DH11
Fault diff. with auto reset | [9 empty] | DA10
Thermal overload pre-alarm | [9 empty] | W10
Motor load indication (4-20mA) | [9 empty] | V2
[5 empty] | LUFN |  |  |  |  | 11
1NO + 1NC | [9 empty] | 11
2NC | [9 empty] | 2
2NO | [9 empty] | 20
Side contacts 2NO LUA8E20
[5 empty] | LUB |  |  |  |  | 120
0.. 12A with terminal | [9 empty] | 12
0.. 12A no terminal | [9 empty] | 120*
0.. 32A with terminal | [9 empty] | 32
0.. 32A no terminal | [9 empty] | 320*
0.. 38A with terminal | [9 empty] | 38
0.. 38A no terminal | [9 empty] | 380*
[5 empty] | LUC |  |  | B | X6 |  | BL
Class 10, 3Ph | [7 empty] | B
Class 10, 1Ph | [7 empty] | C
Class 20, 3Ph | [7 empty] | D
0.15 to 0.6 A | [8 empty] | X6
0.35 to 1.4 A | [8 empty] | 1X
1.25 to 5 A | [8 empty] | 5
3 to 12 A | [8 empty] | 12
4.5 to 18 A | [8 empty] | 18
8 to 38 A | [8 empty] | 38
24V DC | [10 empty] | BL
24VAC | [10 empty] | B
48...72 VAC/48 VDC | [10 empty] | ES
110..24VAC/DC | [10 empty] | FU
Description | [5 empty] | Reference
Line spacer for UL508 Type E | [5 empty] | LU9SPO
Current limiter 130kA@460V | [5 empty] | LUALB1
[5 empty] | LU2B |  |  | 120 |  |  | BL
0.. 12A with terminal | [7 empty] | 12
0.. 12A no terminal | [7 empty] | 120*
0.. 32A with terminal | [7 empty] | 32
0.. 32A no terminal | [7 empty] | 320*
0.. 38A with terminal | [7 empty] | 38
0.. 38A no terminal | [7 empty] | 380*
24 V DC | [10 empty] | BL
24 V AC | [10 empty] | B
48...72 VAC or 48 VDC | [10 empty] | ES
110..240 VAC/DC | [10 empty] | FU
[5 empty] | LUA1C |  |  |  |  | 20
1NO + 1NC | [9 empty] | 11
2NO | [9 empty] | 20
Description | [5 empty] | Reference
Prewired cable for non-reversing power base | [5 empty] | LU9BN11C or LU9BN11L
Prewired cable for reversing power base | [5 empty] | LU9MRC or LU9MRL
*Suitable with 24V DC starter variant only Note: For prices please contact Customer Care
Wherever productivity is a concern, intelligence to Motor Control is the solution
Give six sense to your conventional motor control center (MCC) with the Intelligent Motor Control Center (iMCC) - through our intelligent relay, TeSys T, which offer enhanced protections and built-in intelligent features!
TeSys T Controller: Intelligent motor controller for 1P/3P Motors with built in CT up to 100Amps with accurate monitoring and protection functions, 6DI, 4DO, 1CBCT input, 1 Temperature probe
[10 empty] | Protection Functions: • Thermal overload • Phase imbalance and phase overloads • Temperature monitoring via probes • Phase reversal • Ground fault detection • Long start and Jam protection • Load shedding • Load fluctuations • power factor monitoring | [22 empty] | Monitoring Functions: • Phase and average current • Line to Line and average voltage • Motor temperature, ground current • Active and Reactive Energy • Frequency & Power Factor • Detailed Fault history • Fault counts • motor statistics | [21 empty] | Control Functions: • Local / Remote / HMI control • Predefined programs for DOL, RDOL, Star-delta, two-speed starters | [19 empty] | Communication: / TCP
Quick Selection
[40 empty] | TeSys T Expansion Module1, 2 | [26 empty] | Operator Control Display
[46 empty] | Control Voltage | [9 empty] | Reference | [15 empty] | Description | [5 empty] | Reference
[46 empty] | 24 V DC | [9 empty] | LTM EV40BD | [15 empty] | Operator Control Display with config-uration backup | [5 empty] | LTM CUF
[46 empty] | 110V AC | [9 empty] | LTM EV40FM
[40 empty] | Connector for Expansion | [26 empty] | Controller to Display Cable
[46 empty] | Length (m) | [9 empty] | Reference | [15 empty] | Length (m) | [5 empty] | Reference
[46 empty] | 0.04 | [9 empty] | LTMCC0043 | [15 empty] | 1 | [5 empty] | LTM9CU10
[72 empty] | 3 | [5 empty] | LTM9CU30
[40 empty] | Ground Fault CT’s | [26 empty] | Current Transformers4
[40 empty] | d | [5 empty] | Primary [A] | [5 empty] | Internal Ø “d” [mm] | [6 empty] | Reference | [12 empty] | Primary [A] |  |  |  |  | Secondary [A] |  |  | Reference
[72 empty] | 100 |  |  |  |  | 1 |  |  | LT6 CT1001
[46 empty] | 65 | [5 empty] | 30 | [6 empty] | 50437
[72 empty] | 200 |  |  |  |  | 1 |  |  | LT6 CT2001
[46 empty] | 85 | [5 empty] | 50 | [6 empty] | 50438
[72 empty] | 400 |  |  |  |  | 1 |  |  | LT6 CT4001
[46 empty] | 160 | [5 empty] | 80 | [6 empty] | 50439
[72 empty] | 800 |  |  |  |  | 1 |  |  | LT6 CT8001
[46 empty] | 250 | [5 empty] | 120 | [6 empty] | 50440
[46 empty] | 400 | [5 empty] | 200 | [6 empty] | 50441
[46 empty] | 630 | [5 empty] | 300 | [6 empty] | 50442
[40 empty] | Description | [5 empty] | Composition | [8 empty] | Reference
[40 empty] | Programming software SoMove | [5 empty] | 1 Program for each PC | [8 empty] | On request
[40 empty] | PC connecting cable | [5 empty] | USB to RS485 Converter | [8 empty] | TCSMCNAM3M002P
TeSys Tera
Experience the enhanced intelligence Management System with our new and advanced TeSys Tera.
of your Motor
Sustainable
Versatile
Efﬁcient | [30 empty] | Modular
/ TCP
On-device programming With direct-to-device connection, setup and conﬁguration has never been easier
Real-time monitoring Locally or in the cloud, giving open, cross-platform connectivity
Enhanced efﬁciency through advanced features such as Load Shedding and an Auto Restart function
Flexible with pre-conﬁgured designs and plug-and-play
Connectivity via common communication protocols
More data, less downtime Detailed diagnostics enables predictive maintenance to help you stay online more of the time
Schneider Electric India Pvt. Ltd. Corporate Office: 9th Floor, DLF Building No. 10, Tower C, DLF Cyber City, Phase II, Gurugram - 122002, Haryana Tel: 0124 3940400, www.se.com/in
Ahmedabad Schneider Electric India (P) Ltd. 1506-1507, 15th Floor Shapth-5 Opp.Karnavati Club, SG Highway, Ahmedabad, Gujarat - 380015 Tel.: 079-66826701 Bengaluru Schneider Electric India (P) Ltd. No. 3/1, JP Techno Park Mezzanine Floor, Millers Tank Bund Road, Vasanth Nagar Bengaluru - 560052 Tel.: 080-71481351 Bhubaneswar Schneider Electric India (P) Ltd. Workloop Co-Working in the property Ofﬁce No. 316, Esplanade One Mall | [26 empty] | Coimbatore Schneider Electric India Pvt. Ltd. Mikro Grafeio Services Pvt Ltd., Elysium Tower, #21, A.T.T Colony, Near Honda Ofﬁce, Coimbatore, Tamil Nadu - 641018 Hyderabad Schneider Electric Pvt. Ltd. 4B-4th Floor, Gumidelli Towers, Prakash Nagar, Begumpet, Hyderabad - 500016 Indore Schneider Electric India (P) Ltd. 219, Dhan Trident Building Vijay Nagar, A.B.Road | [19 empty] | Lucknow Schneider Electric India (P) Ltd. Summit, Plot No. TCG 3/3 6th Floor, 604A/B/C, Vibhuti Khand Gomti Nagar, Lucknow Uttar Pradesh - 226010 Tel.: 0522-3500334 Ludhiana Schneider Electric India (P) Ltd. SCO 23, 2nd Floor, Chandigarh Road, Sector 32 Ludhiana, Punjab -141010 Tel.: 0161- 5203011 Mohali Schneider Electric India (P) Ltd. 2nd Floor, Tower-A Bestech Business Tower | [20 empty] | Nashik Schneider Electric India (P) Ltd. 401, 4th Floor, Rishi Raj Towers Jehan Circle, Gangapur Road Nashik - 422013 Tel.: 0253-2344333 New Delhi Schneider Electric India (P) Ltd. C-56, Mayapuri Industrial Area, Phase-2 New Delhi - 110064 Tel.: 011-61317400 Pune Schneider Electric India (P) Ltd. Amar Caliber, CTS No 911, BMCC Road, OFF F.C. Road, Deccan Gymkhana,
[7 empty] | Rasulgarh, Bhubaneswar - 751010 | [18 empty] | Indore - 452001 | [12 empty] | Mega Information & Technology Park Shivaji Nagar, Pune - 411007
Chennai Schneider Electric India (P) Ltd. No: 29, 2nd Floor, Bannari Amman Towers, B-Block Dr. Radhakrishnan Road, Mylapore Chennai - 600 004 Tel.:044-71912000 Cochin Schneider Electric India (P) Ltd. Alapatt Properties Private Limited (Trade Name: Centre A) Main Door Number: 66/4971 (Old Door Number: 40/6584-H) 7th Floor Alapatt Heritage Building MG Road Kochi - 682035 | [25 empty] | Jaipur Schneider Electric India (P) Ltd. Jaipur Business Centre 309 3rd Floor, Sangam Tower 190 Church Road, Jaipur - 302001 Tel.: 0141-2374810 Kolkata Schneider Electric (I) Pvt. Ltd. BN3, Salt Lake, Sector V, Kolkata - 700091 | [19 empty] | Industrial Plot No.1, Phase IX (Expansion), Mohali - 160059 Tel.: 0172-7198200 Mumbai Schneider Electric India Pvt. Ltd. L&T Business Park, Tower B, 7th Floor, TC-II, Gate No.5, Saki Vihar Road, Powai, Mumbai - 400072 Nagpur Schneider Electric India (P) Ltd. 6, Vasant Vihar Complex W.H.C Road, Shankar Nagar Nagpur - 440010 Tel.: 0712-2558581 | [21 empty] | Tel.: 020-67492500 Vadodara Schneider Electric India (P) Ltd. Notus IT Park, 10th Floor, Block-D Sarabhai Campus, Vadiwadi Vadodara, Gujarat - 390017 Vishakhapatnam Schneider Electric India (P) Ltd. D.N.10-1-43, 1st Floor Ratnam’s Business Centre, Siripuram Fort, C.B.M.Compound Visakhapatnam - 530016 Tel.: 0891-6675500
Customer Care Centre Monday-Saturday, 9 a.m. to 8 p.m. Toll-free numbers: 1800 419 4272, 1800 103 0011 Email: customercare.in@schneider-electric.com | [38 empty] | For more information, visit our website at: www.se.com/in • !LL 0RICES ARE IN )NDIAN 2UPEES • 0RICES ARE SUBJECT TO CHANGE WITHOUT PRIOR NOTICE • 0RODUCT EVOLUTION IS A CONTINUOUS PROCESS AND 3CHNEIDER %LECTRIC reserves the right to modify/withdraw any product at any time without prior notice • 0RICES CHARGED WILL BE AS PREVAILING ON THE DATE OF DISPATCH • )NVOICE !MOUNT = (-20 n LESS !PPLICABLE DISCOUNT) + !PPLICABLE '34 % • 4AX INCIDENCE ON INVOICES IS BASIS APPLICABLE '34 RATES • )NVOICE AMOUNT NOT TO EXCEED -20 • 0RODUCT PICTURES SHOWN ARE FOR ILLUSTRATION PURPOSE ONLY; ACTUAL PRODUCT may vary • +INDLY REFER PRODUCT DATASHEET FOR DETAILED SPECIlCATION
A2L certiﬁed upto 50A for HVAC
applications
0 NORMAL STOCK ITEMS
W.E.F. July 15th, 2025
W.E.F. July 15th, 2025
0 NORMAL STOCK ITEMS
Easy
Easy
0 NORMAL STOCK ITEMS
W.E.F. July 15th, 2025
Easy
W.E.F. July 15th, 2025
0 NORMAL STOCK ITEMS
0 NORMAL STOCK ITEMS
W.E.F. July 15th, 2025
Easy
W.E.F. July 15th, 2025
0 NORMAL STOCK ITEMS
Easy
Easy
years of TeSys...
TeSys components are grouped by function name, for easier identiﬁcation. These functions are related to motor, power, control and protection.
> TeSys Power:
Components for powering motors
> TeSys Control:
Components for controlling motors
> TeSys Protect:
Components for protecting motors
> TeSys Active:
Connected components for motor circuits
TeSys K Series
The essential line for motors up to 7.5kW/16A direct on TeSys K series of Motor Starters
TeSys Deca Series
The industrial standard for motors up to 75kW/150A direct on TeSys Deca series of Motor Starters
TeSys Giga Series
For large motors up to 450kW/800A direct on TeSys Giga Series
TeSys Ultra Series
The most compact totally coordinated solution for Motor Starters. For Direct On Line or Reversing Motor Control and Drive Protection upto
18.5kW/38 A on TeSys Ultra series
TeSys Island Series
Digitally powered monitoring, control and protection of electrical motors up to 37kW/80 A on TeSys Island Series
0 NORMAL STOCK ITEMS
W.E.F. July 15th, 2025
W.E.F. July 15th, 2025
0 NORMAL STOCK ITEMS
0 NORMAL STOCK ITEMS
W.E.F. July 15th, 2025
W.E.F. July 15th, 2025
0 NORMAL STOCK ITEMS
0 NORMAL STOCK ITEMS
W.E.F. July 15th, 2025
SEMIF47
High uptime thanks to wide band coil with high resistance to voltage surges/SEMIF47 conform
Scan to see TeSys Deca Advanced under voltage performance.
10X Reduction in references
-35%
PLC Compatible
-80%
interposing relay
0 NORMAL STOCK ITEMS
W.E.F. July 15th, 2025
250
80
110
150
1 NO + 1 NC LC1D150A
40445
41610
41245
42415
(1) No left side mounting on Deca Advanced contactors up to LC1D38.
0 NORMAL STOCK ITEMS
W.E.F. July 15th, 2025
W.E.F. July 15th, 2025
0 NORMAL STOCK ITEMS
0 NORMAL STOCK ITEMS
W.E.F. July 15th, 2025
W.E.F. July 15th, 2025
0 NORMAL STOCK ITEMS
0 NORMAL STOCK ITEMS
W.E.F. July 15th, 2025
New upgrade, with innovative design
W.E.F. July 15th, 2025
0 NORMAL STOCK ITEMS
TeSys Deca range
Retroﬁt contactor safety covers
TeSys Ultra range
Auxiliary contact block Retroﬁt
identiﬁcation label
LAD9ET1S
9A upto 65A
LAD9ET3S 80A to 95A
LAD9ET4S 110A to 150A
LADN22S 2NO + 2NC
LU9ET1S
Also available for CAD32/CAD50
Standard TeSys Deca contactors
Standard TeSys Ultra motor starters
se.com/in/TeSys
Interlock location, with knock-out cover
On/Off switch for PLC input
Push-in type control terminals enabling quick wiring and assembly
Diagnosis LED for contact wear & voltage abnormality
Mechanical indicator for contactor open and closed status
Advanced Version
Standard Version
Built-in 1 NO + 1 NC auxiliary contact block
Unique QR code providing quick access to complete product data
0 NORMAL STOCK ITEMS
W.E.F. July 15th, 2025
LA9GRFB3
LA9GRFB2
LA9GRFB1
t Suitable for 3 pole contactors
t The bases come in two frame sizes.
t Upgrade your system with the new range of contactors in just 3 simple steps:
1 2 3
Remove
TeSys F contactor
Install Retroﬁt base
Mount TeSys Giga Contactor on Retroﬁt base
0 NORMAL STOCK ITEMS
W.E.F. July 15th, 2025
0 NORMAL STOCK ITEMS
W.E.F. July 15th, 2025
W.E.F. July 15th, 2025
0 NORMAL STOCK ITEMS
se.com/in
W.E.F. July 15th, 2025
0 NORMAL STOCK ITEMS
0 NORMAL STOCK ITEMS
W.E.F. July 15th, 2025
It is recommended to check with Customer care team for selection, recommendation, and availability of stockable and non stockable references
0 NORMAL STOCK ITEMS W.E.F. July 15th, 2025
It is recommended to check with Customer care team for selection, recommendation, and availability of stockable and non stockable references
0 NORMAL STOCK ITEMS W.E.F. July 15th, 2025
W.E.F. July 15th, 2025
0 NORMAL STOCK ITEMS
W.E.F. July 15th, 2025
Type (Amps) Arrangement
[`]
GV2L
LC1D
LRD
Quick Selection
Base Power Unit
Control Unit
Communication
Function Module
Auxiliary
Accessories
Prewired Cables
TeSys T Controller
TeSys T Accessories
Reference
LTM R 100 E BD
0.4 - 8 A
1.35 - 27 A
5 - 100 A
08
27
100
1 Required for Voltage & Power measurement
2 4 digital inputs
Ethernet IP / Modbus TCP/IP
Modbus Profibus DP
E
3 Sold in lots of 6
M
P
24 V DC BD
110-240V AC FM
TeSys T Full and Flexible Intelligent Motor
Management System
Note: For prices please contact Customer Care
Tesys T Motor Management Systems
All-in-one
Motor protection
Distributor