## ITEM_TESYS_EOCR_WORK
business_category | business_segment | accessory_family | item_producttype | l0_code | l0_name | l1_code | l1_name | generic_item_code | generic_item_name | generic_item_description | SC_L1 | SC_L2 | SC_L3 | SC_L4 | SC_L5 | SC_L6 | SC_L7 | SC_L8 | ATTR_1_CODE | ATTR_1_VALUE | ATTR_1_UNIT | ATTR_2_CODE | ATTR_2_VALUE | ATTR_2_UNIT | ATTR_3_CODE | ATTR_3_VALUE | ATTR_3_UNIT | make | oem_series | series_code | sku_code | price_inr | currency | wef_date | price_list_ref | source_pdf | source_page | source_table | source_notes | status | qc_flag | qc_notes
Motor Protection | Electronic Protection Relays |  | EOCR | PROTECTION¦EOCR | EOCR | EOCR_DIG_NO_COMMS_NO_GF_INBUILT_BOTTOM_HOLE | Digital EOCR (No Comms) ¦ NO_GF ¦ INBUILT ¦ BOTTOM_HOLE | EOCR_DIG_NO_COMMS_NO_GF_INBUILT_BOTTOM_HOLE | Digital EOCR (No Comms) ¦ 0.5–80A ¦ NO_GF ¦ INBUILT ¦ BOTTOM_HOLE | Digital EOCR without communication. Range 0.5–80A. Control voltage 100–220VAC (replace U with B for 24VDC). GF: NO_GF. Display: INBUILT. Mount: BOTTOM_HOLE. | [8 empty] | CURRENT_RANGE | 0.5–80 A | A | GF_PROTECTION | NO_GF |  | DISPLAY_TYPE | INBUILT |  | Schneider Electric | TeSys Protect EOCR | EOCR | 3DM2-WRDUHZ | 24315 | INR | 2025-07-15 | Schneider WEF 15-Jul-2025 | Switching _All_WEF 15th Jul 25.pdf | 43 | TeSys Protect EOCR – Digital EOCR Without Communication | Switching _All_WEF 15th Jul 25.pdf ¦ Page 43 ¦ Digital EOCR Without Communication ¦ U→B for 24VDC ¦ NO_GF ¦ INBUILT ¦ BOTTOM_HOLE | WORKING
Motor Protection | Electronic Protection Relays |  | EOCR | PROTECTION¦EOCR | EOCR | EOCR_DIG_NO_COMMS_NO_GF_INBUILT_WINDOW_HOLE | Digital EOCR (No Comms) ¦ NO_GF ¦ INBUILT ¦ WINDOW_HOLE | EOCR_DIG_NO_COMMS_NO_GF_INBUILT_WINDOW_HOLE | Digital EOCR (No Comms) ¦ 0.5–80A ¦ NO_GF ¦ INBUILT ¦ WINDOW_HOLE | Digital EOCR without communication. Range 0.5–80A. Control voltage 100–220VAC (replace U with B for 24VDC). GF: NO_GF. Display: INBUILT. Mount: WINDOW_HOLE. | [8 empty] | CURRENT_RANGE | 0.5–80 A | A | GF_PROTECTION | NO_GF |  | DISPLAY_TYPE | INBUILT |  | Schneider Electric | TeSys Protect EOCR | EOCR | 3DM2-WRDUWZ | 24315 | INR | 2025-07-15 | Schneider WEF 15-Jul-2025 | Switching _All_WEF 15th Jul 25.pdf | 43 | TeSys Protect EOCR – Digital EOCR Without Communication | Switching _All_WEF 15th Jul 25.pdf ¦ Page 43 ¦ Digital EOCR Without Communication ¦ U→B for 24VDC ¦ NO_GF ¦ INBUILT ¦ WINDOW_HOLE | WORKING
Motor Protection | Electronic Protection Relays |  | EOCR | PROTECTION¦EOCR | EOCR | EOCR_DIG_NO_COMMS_NO_GF_EXTENDED_BOTTOM_HOLE | Digital EOCR (No Comms) ¦ NO_GF ¦ EXTENDED ¦ BOTTOM_HOLE | EOCR_DIG_NO_COMMS_NO_GF_EXTENDED_BOTTOM_HOLE | Digital EOCR (No Comms) ¦ 0.5–80A ¦ NO_GF ¦ EXTENDED ¦ BOTTOM_HOLE | Digital EOCR without communication. Range 0.5–80A. Control voltage 100–220VAC (replace U with B for 24VDC). GF: NO_GF. Display: EXTENDED. Mount: BOTTOM_HOLE. | [8 empty] | CURRENT_RANGE | 0.5–80 A | A | GF_PROTECTION | NO_GF |  | DISPLAY_TYPE | EXTENDED |  | Schneider Electric | TeSys Protect EOCR | EOCR | FDM2-WRDUHZ | 26295 | INR | 2025-07-15 | Schneider WEF 15-Jul-2025 | Switching _All_WEF 15th Jul 25.pdf | 43 | TeSys Protect EOCR – Digital EOCR Without Communication | Switching _All_WEF 15th Jul 25.pdf ¦ Page 43 ¦ Digital EOCR Without Communication ¦ U→B for 24VDC ¦ NO_GF ¦ EXTENDED ¦ BOTTOM_HOLE | WORKING
Motor Protection | Electronic Protection Relays |  | EOCR | PROTECTION¦EOCR | EOCR | EOCR_DIG_NO_COMMS_NO_GF_EXTENDED_WINDOW_HOLE | Digital EOCR (No Comms) ¦ NO_GF ¦ EXTENDED ¦ WINDOW_HOLE | EOCR_DIG_NO_COMMS_NO_GF_EXTENDED_WINDOW_HOLE | Digital EOCR (No Comms) ¦ 0.5–80A ¦ NO_GF ¦ EXTENDED ¦ WINDOW_HOLE | Digital EOCR without communication. Range 0.5–80A. Control voltage 100–220VAC (replace U with B for 24VDC). GF: NO_GF. Display: EXTENDED. Mount: WINDOW_HOLE. | [8 empty] | CURRENT_RANGE | 0.5–80 A | A | GF_PROTECTION | NO_GF |  | DISPLAY_TYPE | EXTENDED |  | Schneider Electric | TeSys Protect EOCR | EOCR | FDM2-WRDUWZ | 26295 | INR | 2025-07-15 | Schneider WEF 15-Jul-2025 | Switching _All_WEF 15th Jul 25.pdf | 43 | TeSys Protect EOCR – Digital EOCR Without Communication | Switching _All_WEF 15th Jul 25.pdf ¦ Page 43 ¦ Digital EOCR Without Communication ¦ U→B for 24VDC ¦ NO_GF ¦ EXTENDED ¦ WINDOW_HOLE | WORKING
Motor Protection | Electronic Protection Relays |  | EOCR | PROTECTION¦EOCR | EOCR | EOCR_DIG_NO_COMMS_GF_EXT_CT_INBUILT_BOTTOM_HOLE | Digital EOCR (No Comms) ¦ GF_EXT_CT ¦ INBUILT ¦ BOTTOM_HOLE | EOCR_DIG_NO_COMMS_GF_EXT_CT_INBUILT_BOTTOM_HOLE | Digital EOCR (No Comms) ¦ 0.5–80A ¦ GF_EXT_CT ¦ INBUILT ¦ BOTTOM_HOLE | Digital EOCR without communication. Range 0.5–80A. Control voltage 100–220VAC (replace U with B for 24VDC). GF: GF_EXT_CT. Display: INBUILT. Mount: BOTTOM_HOLE. | [8 empty] | CURRENT_RANGE | 0.5–80 A | A | GF_PROTECTION | GF_EXT_CT |  | DISPLAY_TYPE | INBUILT |  | Schneider Electric | TeSys Protect EOCR | EOCR | 3MZ2-WRAUHZ | 24640 | INR | 2025-07-15 | Schneider WEF 15-Jul-2025 | Switching _All_WEF 15th Jul 25.pdf | 43 | TeSys Protect EOCR – Digital EOCR Without Communication | Switching _All_WEF 15th Jul 25.pdf ¦ Page 43 ¦ Digital EOCR Without Communication ¦ U→B for 24VDC ¦ GF_EXT_CT ¦ INBUILT ¦ BOTTOM_HOLE | WORKING
Motor Protection | Electronic Protection Relays |  | EOCR | PROTECTION¦EOCR | EOCR | EOCR_DIG_NO_COMMS_GF_EXT_CT_INBUILT_WINDOW_HOLE | Digital EOCR (No Comms) ¦ GF_EXT_CT ¦ INBUILT ¦ WINDOW_HOLE | EOCR_DIG_NO_COMMS_GF_EXT_CT_INBUILT_WINDOW_HOLE | Digital EOCR (No Comms) ¦ 0.5–80A ¦ GF_EXT_CT ¦ INBUILT ¦ WINDOW_HOLE | Digital EOCR without communication. Range 0.5–80A. Control voltage 100–220VAC (replace U with B for 24VDC). GF: GF_EXT_CT. Display: INBUILT. Mount: WINDOW_HOLE. | [8 empty] | CURRENT_RANGE | 0.5–80 A | A | GF_PROTECTION | GF_EXT_CT |  | DISPLAY_TYPE | INBUILT |  | Schneider Electric | TeSys Protect EOCR | EOCR | 3MZ2-WRAUWZ | 24640 | INR | 2025-07-15 | Schneider WEF 15-Jul-2025 | Switching _All_WEF 15th Jul 25.pdf | 43 | TeSys Protect EOCR – Digital EOCR Without Communication | Switching _All_WEF 15th Jul 25.pdf ¦ Page 43 ¦ Digital EOCR Without Communication ¦ U→B for 24VDC ¦ GF_EXT_CT ¦ INBUILT ¦ WINDOW_HOLE | WORKING
Motor Protection | Electronic Protection Relays |  | EOCR | PROTECTION¦EOCR | EOCR | EOCR_DIG_NO_COMMS_GF_EXT_CT_INBUILT_BOTTOM_HOLE | Digital EOCR (No Comms) ¦ GF_EXT_CT ¦ INBUILT ¦ BOTTOM_HOLE | EOCR_DIG_NO_COMMS_GF_EXT_CT_INBUILT_BOTTOM_HOLE | Digital EOCR (No Comms) ¦ 0.5–80A ¦ GF_EXT_CT ¦ INBUILT ¦ BOTTOM_HOLE | Digital EOCR without communication. Range 0.5–80A. Control voltage 100–220VAC (replace U with B for 24VDC). GF: GF_EXT_CT. Display: INBUILT. Mount: BOTTOM_HOLE. | [8 empty] | CURRENT_RANGE | 0.5–80 A | A | GF_PROTECTION | GF_EXT_CT |  | DISPLAY_TYPE | INBUILT |  | Schneider Electric | TeSys Protect EOCR | EOCR | 3MZ2-WRCUHZ | 24640 | INR | 2025-07-15 | Schneider WEF 15-Jul-2025 | Switching _All_WEF 15th Jul 25.pdf | 43 | TeSys Protect EOCR – Digital EOCR Without Communication | Switching _All_WEF 15th Jul 25.pdf ¦ Page 43 ¦ Digital EOCR Without Communication ¦ U→B for 24VDC ¦ GF_EXT_CT ¦ INBUILT ¦ BOTTOM_HOLE | WORKING
Motor Protection | Electronic Protection Relays |  | EOCR | PROTECTION¦EOCR | EOCR | EOCR_DIG_NO_COMMS_GF_EXT_CT_INBUILT_WINDOW_HOLE | Digital EOCR (No Comms) ¦ GF_EXT_CT ¦ INBUILT ¦ WINDOW_HOLE | EOCR_DIG_NO_COMMS_GF_EXT_CT_INBUILT_WINDOW_HOLE | Digital EOCR (No Comms) ¦ 0.5–80A ¦ GF_EXT_CT ¦ INBUILT ¦ WINDOW_HOLE | Digital EOCR without communication. Range 0.5–80A. Control voltage 100–220VAC (replace U with B for 24VDC). GF: GF_EXT_CT. Display: INBUILT. Mount: WINDOW_HOLE. | [8 empty] | CURRENT_RANGE | 0.5–80 A | A | GF_PROTECTION | GF_EXT_CT |  | DISPLAY_TYPE | INBUILT |  | Schneider Electric | TeSys Protect EOCR | EOCR | 3MZ2-WRCUWZ | 24640 | INR | 2025-07-15 | Schneider WEF 15-Jul-2025 | Switching _All_WEF 15th Jul 25.pdf | 43 | TeSys Protect EOCR – Digital EOCR Without Communication | Switching _All_WEF 15th Jul 25.pdf ¦ Page 43 ¦ Digital EOCR Without Communication ¦ U→B for 24VDC ¦ GF_EXT_CT ¦ INBUILT ¦ WINDOW_HOLE | WORKING
Motor Protection | Electronic Protection Relays |  | EOCR | PROTECTION¦EOCR | EOCR | EOCR_DIG_NO_COMMS_GF_EXT_CT_EXTENDED_BOTTOM_HOLE | Digital EOCR (No Comms) ¦ GF_EXT_CT ¦ EXTENDED ¦ BOTTOM_HOLE | EOCR_DIG_NO_COMMS_GF_EXT_CT_EXTENDED_BOTTOM_HOLE | Digital EOCR (No Comms) ¦ 0.5–80A ¦ GF_EXT_CT ¦ EXTENDED ¦ BOTTOM_HOLE | Digital EOCR without communication. Range 0.5–80A. Control voltage 100–220VAC (replace U with B for 24VDC). GF: GF_EXT_CT. Display: EXTENDED. Mount: BOTTOM_HOLE. | [8 empty] | CURRENT_RANGE | 0.5–80 A | A | GF_PROTECTION | GF_EXT_CT |  | DISPLAY_TYPE | EXTENDED |  | Schneider Electric | TeSys Protect EOCR | EOCR | FMZ2-WRAUHZ | 29585 | INR | 2025-07-15 | Schneider WEF 15-Jul-2025 | Switching _All_WEF 15th Jul 25.pdf | 43 | TeSys Protect EOCR – Digital EOCR Without Communication | Switching _All_WEF 15th Jul 25.pdf ¦ Page 43 ¦ Digital EOCR Without Communication ¦ U→B for 24VDC ¦ GF_EXT_CT ¦ EXTENDED ¦ BOTTOM_HOLE | WORKING
Motor Protection | Electronic Protection Relays |  | EOCR | PROTECTION¦EOCR | EOCR | EOCR_DIG_NO_COMMS_GF_EXT_CT_EXTENDED_WINDOW_HOLE | Digital EOCR (No Comms) ¦ GF_EXT_CT ¦ EXTENDED ¦ WINDOW_HOLE | EOCR_DIG_NO_COMMS_GF_EXT_CT_EXTENDED_WINDOW_HOLE | Digital EOCR (No Comms) ¦ 0.5–80A ¦ GF_EXT_CT ¦ EXTENDED ¦ WINDOW_HOLE | Digital EOCR without communication. Range 0.5–80A. Control voltage 100–220VAC (replace U with B for 24VDC). GF: GF_EXT_CT. Display: EXTENDED. Mount: WINDOW_HOLE. | [8 empty] | CURRENT_RANGE | 0.5–80 A | A | GF_PROTECTION | GF_EXT_CT |  | DISPLAY_TYPE | EXTENDED |  | Schneider Electric | TeSys Protect EOCR | EOCR | FMZ2-WRAUWZ | 29585 | INR | 2025-07-15 | Schneider WEF 15-Jul-2025 | Switching _All_WEF 15th Jul 25.pdf | 43 | TeSys Protect EOCR – Digital EOCR Without Communication | Switching _All_WEF 15th Jul 25.pdf ¦ Page 43 ¦ Digital EOCR Without Communication ¦ U→B for 24VDC ¦ GF_EXT_CT ¦ EXTENDED ¦ WINDOW_HOLE | WORKING
Motor Protection | Electronic Protection Relays |  | EOCR | PROTECTION¦EOCR | EOCR | EOCR_DIG_NO_COMMS_GF_EXT_CT_EXTENDED_BOTTOM_HOLE | Digital EOCR (No Comms) ¦ GF_EXT_CT ¦ EXTENDED ¦ BOTTOM_HOLE | EOCR_DIG_NO_COMMS_GF_EXT_CT_EXTENDED_BOTTOM_HOLE | Digital EOCR (No Comms) ¦ 0.5–80A ¦ GF_EXT_CT ¦ EXTENDED ¦ BOTTOM_HOLE | Digital EOCR without communication. Range 0.5–80A. Control voltage 100–220VAC (replace U with B for 24VDC). GF: GF_EXT_CT. Display: EXTENDED. Mount: BOTTOM_HOLE. | [8 empty] | CURRENT_RANGE | 0.5–80 A | A | GF_PROTECTION | GF_EXT_CT |  | DISPLAY_TYPE | EXTENDED |  | Schneider Electric | TeSys Protect EOCR | EOCR | FMZ2-WRCUHZ | 29585 | INR | 2025-07-15 | Schneider WEF 15-Jul-2025 | Switching _All_WEF 15th Jul 25.pdf | 43 | TeSys Protect EOCR – Digital EOCR Without Communication | Switching _All_WEF 15th Jul 25.pdf ¦ Page 43 ¦ Digital EOCR Without Communication ¦ U→B for 24VDC ¦ GF_EXT_CT ¦ EXTENDED ¦ BOTTOM_HOLE | WORKING
Motor Protection | Electronic Protection Relays |  | EOCR | PROTECTION¦EOCR | EOCR | EOCR_DIG_NO_COMMS_GF_EXT_CT_EXTENDED_WINDOW_HOLE | Digital EOCR (No Comms) ¦ GF_EXT_CT ¦ EXTENDED ¦ WINDOW_HOLE | EOCR_DIG_NO_COMMS_GF_EXT_CT_EXTENDED_WINDOW_HOLE | Digital EOCR (No Comms) ¦ 0.5–80A ¦ GF_EXT_CT ¦ EXTENDED ¦ WINDOW_HOLE | Digital EOCR without communication. Range 0.5–80A. Control voltage 100–220VAC (replace U with B for 24VDC). GF: GF_EXT_CT. Display: EXTENDED. Mount: WINDOW_HOLE. | [8 empty] | CURRENT_RANGE | 0.5–80 A | A | GF_PROTECTION | GF_EXT_CT |  | DISPLAY_TYPE | EXTENDED |  | Schneider Electric | TeSys Protect EOCR | EOCR | FMZ2-WRCUWZ | 29585 | INR | 2025-07-15 | Schneider WEF 15-Jul-2025 | Switching _All_WEF 15th Jul 25.pdf | 43 | TeSys Protect EOCR – Digital EOCR Without Communication | Switching _All_WEF 15th Jul 25.pdf ¦ Page 43 ¦ Digital EOCR Without Communication ¦ U→B for 24VDC ¦ GF_EXT_CT ¦ EXTENDED ¦ WINDOW_HOLE | WORKING
Motor Protection | Electronic Protection Relays |  | EOCR | PROTECTION¦EOCR | EOCR | EOCR_DIG_NO_COMMS_GF_INBUILT_CT_INBUILT_BOTTOM_HOLE | Digital EOCR (No Comms) ¦ GF_INBUILT_CT ¦ INBUILT ¦ BOTTOM_HOLE | EOCR_DIG_NO_COMMS_GF_INBUILT_CT_INBUILT_BOTTOM_HOLE | Digital EOCR (No Comms) ¦ 0.5–80A ¦ GF_INBUILT_CT ¦ INBUILT ¦ BOTTOM_HOLE | Digital EOCR without communication. Range 0.5–80A. Control voltage 100–220VAC (replace U with B for 24VDC). GF: GF_INBUILT_CT. Display: INBUILT. Mount: BOTTOM_HOLE. | [8 empty] | CURRENT_RANGE | 0.5–80 A | A | GF_PROTECTION | GF_INBUILT_CT |  | DISPLAY_TYPE | INBUILT |  | Schneider Electric | TeSys Protect EOCR | EOCR | 3BZ2-WRAUHZ | 35770 | INR | 2025-07-15 | Schneider WEF 15-Jul-2025 | Switching _All_WEF 15th Jul 25.pdf | 43 | TeSys Protect EOCR – Digital EOCR Without Communication | Switching _All_WEF 15th Jul 25.pdf ¦ Page 43 ¦ Digital EOCR Without Communication ¦ U→B for 24VDC ¦ GF_INBUILT_CT ¦ INBUILT ¦ BOTTOM_HOLE | WORKING
Motor Protection | Electronic Protection Relays |  | EOCR | PROTECTION¦EOCR | EOCR | EOCR_DIG_NO_COMMS_GF_INBUILT_CT_INBUILT_BOTTOM_HOLE | Digital EOCR (No Comms) ¦ GF_INBUILT_CT ¦ INBUILT ¦ BOTTOM_HOLE | EOCR_DIG_NO_COMMS_GF_INBUILT_CT_INBUILT_BOTTOM_HOLE | Digital EOCR (No Comms) ¦ 0.5–80A ¦ GF_INBUILT_CT ¦ INBUILT ¦ BOTTOM_HOLE | Digital EOCR without communication. Range 0.5–80A. Control voltage 100–220VAC (replace U with B for 24VDC). GF: GF_INBUILT_CT. Display: INBUILT. Mount: BOTTOM_HOLE. | [8 empty] | CURRENT_RANGE | 0.5–80 A | A | GF_PROTECTION | GF_INBUILT_CT |  | DISPLAY_TYPE | INBUILT |  | Schneider Electric | TeSys Protect EOCR | EOCR | 3BZ2-WRCUHZ | 35770 | INR | 2025-07-15 | Schneider WEF 15-Jul-2025 | Switching _All_WEF 15th Jul 25.pdf | 43 | TeSys Protect EOCR – Digital EOCR Without Communication | Switching _All_WEF 15th Jul 25.pdf ¦ Page 43 ¦ Digital EOCR Without Communication ¦ U→B for 24VDC ¦ GF_INBUILT_CT ¦ INBUILT ¦ BOTTOM_HOLE | WORKING
Motor Protection | Electronic Protection Relays |  | EOCR | PROTECTION¦EOCR | EOCR | EOCR_DIG_NO_COMMS_GF_INBUILT_CT_EXTENDED_BOTTOM_HOLE | Digital EOCR (No Comms) ¦ GF_INBUILT_CT ¦ EXTENDED ¦ BOTTOM_HOLE | EOCR_DIG_NO_COMMS_GF_INBUILT_CT_EXTENDED_BOTTOM_HOLE | Digital EOCR (No Comms) ¦ 0.5–80A ¦ GF_INBUILT_CT ¦ EXTENDED ¦ BOTTOM_HOLE | Digital EOCR without communication. Range 0.5–80A. Control voltage 100–220VAC (replace U with B for 24VDC). GF: GF_INBUILT_CT. Display: EXTENDED. Mount: BOTTOM_HOLE. | [8 empty] | CURRENT_RANGE | 0.5–80 A | A | GF_PROTECTION | GF_INBUILT_CT |  | DISPLAY_TYPE | EXTENDED |  | Schneider Electric | TeSys Protect EOCR | EOCR | FBZ2-WRAUHZ | 36345 | INR | 2025-07-15 | Schneider WEF 15-Jul-2025 | Switching _All_WEF 15th Jul 25.pdf | 43 | TeSys Protect EOCR – Digital EOCR Without Communication | Switching _All_WEF 15th Jul 25.pdf ¦ Page 43 ¦ Digital EOCR Without Communication ¦ U→B for 24VDC ¦ GF_INBUILT_CT ¦ EXTENDED ¦ BOTTOM_HOLE | WORKING
Motor Protection | Electronic Protection Relays |  | EOCR | PROTECTION¦EOCR | EOCR | EOCR_DIG_NO_COMMS_GF_INBUILT_CT_EXTENDED_BOTTOM_HOLE | Digital EOCR (No Comms) ¦ GF_INBUILT_CT ¦ EXTENDED ¦ BOTTOM_HOLE | EOCR_DIG_NO_COMMS_GF_INBUILT_CT_EXTENDED_BOTTOM_HOLE | Digital EOCR (No Comms) ¦ 0.5–80A ¦ GF_INBUILT_CT ¦ EXTENDED ¦ BOTTOM_HOLE | Digital EOCR without communication. Range 0.5–80A. Control voltage 100–220VAC (replace U with B for 24VDC). GF: GF_INBUILT_CT. Display: EXTENDED. Mount: BOTTOM_HOLE. | [8 empty] | CURRENT_RANGE | 0.5–80 A | A | GF_PROTECTION | GF_INBUILT_CT |  | DISPLAY_TYPE | EXTENDED |  | Schneider Electric | TeSys Protect EOCR | EOCR | FBZ2-WRCUHZ | 36345 | INR | 2025-07-15 | Schneider WEF 15-Jul-2025 | Switching _All_WEF 15th Jul 25.pdf | 43 | TeSys Protect EOCR – Digital EOCR Without Communication | Switching _All_WEF 15th Jul 25.pdf ¦ Page 43 ¦ Digital EOCR Without Communication ¦ U→B for 24VDC ¦ GF_INBUILT_CT ¦ EXTENDED ¦ BOTTOM_HOLE | WORKING
Motor Protection | Electronic Protection Relays |  | EOCR | PROTECTION¦EOCR | EOCR | EOCR_DIG_MODBUS_NO_GF_INBUILT_BOTTOM_HOLE | Digital EOCR (Modbus) ¦ NO_GF ¦ INBUILT ¦ BOTTOM_HOLE | EOCR_DIG_MODBUS_NO_GF_INBUILT_BOTTOM_HOLE | Digital EOCR (Modbus) ¦ 0.5–80A ¦ NO_GF ¦ INBUILT ¦ BOTTOM_HOLE | Digital EOCR with Modbus communication. Range 0.5–80A. Control voltage 100–220VAC (replace U with B for 24VDC). GF: NO_GF. Display: INBUILT. Mount: BOTTOM_HOLE. | [8 empty] | CURRENT_RANGE | 0.5–80 A | A | GF_PROTECTION | NO_GF |  | DISPLAY_TYPE | INBUILT |  | Schneider Electric | TeSys Protect EOCR | EOCR | I3DM-WRDUHZ | 39065 | INR | 2025-07-15 | Schneider WEF 15-Jul-2025 | Switching _All_WEF 15th Jul 25.pdf | 43 | TeSys Protect EOCR – Digital EOCR with Modbus Communication | Switching _All_WEF 15th Jul 25.pdf ¦ Page 43 ¦ Digital EOCR with Modbus ¦ U→B for 24VDC ¦ NO_GF ¦ INBUILT ¦ BOTTOM_HOLE | WORKING
Motor Protection | Electronic Protection Relays |  | EOCR | PROTECTION¦EOCR | EOCR | EOCR_DIG_MODBUS_NO_GF_INBUILT_WINDOW_HOLE | Digital EOCR (Modbus) ¦ NO_GF ¦ INBUILT ¦ WINDOW_HOLE | EOCR_DIG_MODBUS_NO_GF_INBUILT_WINDOW_HOLE | Digital EOCR (Modbus) ¦ 0.5–80A ¦ NO_GF ¦ INBUILT ¦ WINDOW_HOLE | Digital EOCR with Modbus communication. Range 0.5–80A. Control voltage 100–220VAC (replace U with B for 24VDC). GF: NO_GF. Display: INBUILT. Mount: WINDOW_HOLE. | [8 empty] | CURRENT_RANGE | 0.5–80 A | A | GF_PROTECTION | NO_GF |  | DISPLAY_TYPE | INBUILT |  | Schneider Electric | TeSys Protect EOCR | EOCR | I3DM-WRDUWZ | 39065 | INR | 2025-07-15 | Schneider WEF 15-Jul-2025 | Switching _All_WEF 15th Jul 25.pdf | 43 | TeSys Protect EOCR – Digital EOCR with Modbus Communication | Switching _All_WEF 15th Jul 25.pdf ¦ Page 43 ¦ Digital EOCR with Modbus ¦ U→B for 24VDC ¦ NO_GF ¦ INBUILT ¦ WINDOW_HOLE | WORKING
Motor Protection | Electronic Protection Relays |  | EOCR | PROTECTION¦EOCR | EOCR | EOCR_DIG_MODBUS_NO_GF_EXTENDED_BOTTOM_HOLE | Digital EOCR (Modbus) ¦ NO_GF ¦ EXTENDED ¦ BOTTOM_HOLE | EOCR_DIG_MODBUS_NO_GF_EXTENDED_BOTTOM_HOLE | Digital EOCR (Modbus) ¦ 0.5–80A ¦ NO_GF ¦ EXTENDED ¦ BOTTOM_HOLE | Digital EOCR with Modbus communication. Range 0.5–80A. Control voltage 100–220VAC (replace U with B for 24VDC). GF: NO_GF. Display: EXTENDED. Mount: BOTTOM_HOLE. | [8 empty] | CURRENT_RANGE | 0.5–80 A | A | GF_PROTECTION | NO_GF |  | DISPLAY_TYPE | EXTENDED |  | Schneider Electric | TeSys Protect EOCR | EOCR | IFDM-WRDUHZ | 39320 | INR | 2025-07-15 | Schneider WEF 15-Jul-2025 | Switching _All_WEF 15th Jul 25.pdf | 43 | TeSys Protect EOCR – Digital EOCR with Modbus Communication | Switching _All_WEF 15th Jul 25.pdf ¦ Page 43 ¦ Digital EOCR with Modbus ¦ U→B for 24VDC ¦ NO_GF ¦ EXTENDED ¦ BOTTOM_HOLE | WORKING
Motor Protection | Electronic Protection Relays |  | EOCR | PROTECTION¦EOCR | EOCR | EOCR_DIG_MODBUS_NO_GF_EXTENDED_WINDOW_HOLE | Digital EOCR (Modbus) ¦ NO_GF ¦ EXTENDED ¦ WINDOW_HOLE | EOCR_DIG_MODBUS_NO_GF_EXTENDED_WINDOW_HOLE | Digital EOCR (Modbus) ¦ 0.5–80A ¦ NO_GF ¦ EXTENDED ¦ WINDOW_HOLE | Digital EOCR with Modbus communication. Range 0.5–80A. Control voltage 100–220VAC (replace U with B for 24VDC). GF: NO_GF. Display: EXTENDED. Mount: WINDOW_HOLE. | [8 empty] | CURRENT_RANGE | 0.5–80 A | A | GF_PROTECTION | NO_GF |  | DISPLAY_TYPE | EXTENDED |  | Schneider Electric | TeSys Protect EOCR | EOCR | IFDM-WRDUWZ | 39320 | INR | 2025-07-15 | Schneider WEF 15-Jul-2025 | Switching _All_WEF 15th Jul 25.pdf | 43 | TeSys Protect EOCR – Digital EOCR with Modbus Communication | Switching _All_WEF 15th Jul 25.pdf ¦ Page 43 ¦ Digital EOCR with Modbus ¦ U→B for 24VDC ¦ NO_GF ¦ EXTENDED ¦ WINDOW_HOLE | WORKING
Motor Protection | Electronic Protection Relays |  | EOCR | PROTECTION¦EOCR | EOCR | EOCR_DIG_MODBUS_GF_EXT_CT_INBUILT_BOTTOM_HOLE | Digital EOCR (Modbus) ¦ GF_EXT_CT ¦ INBUILT ¦ BOTTOM_HOLE | EOCR_DIG_MODBUS_GF_EXT_CT_INBUILT_BOTTOM_HOLE | Digital EOCR (Modbus) ¦ 0.5–80A ¦ GF_EXT_CT ¦ INBUILT ¦ BOTTOM_HOLE | Digital EOCR with Modbus communication. Range 0.5–80A. Control voltage 100–220VAC (replace U with B for 24VDC). GF: GF_EXT_CT. Display: INBUILT. Mount: BOTTOM_HOLE. | [8 empty] | CURRENT_RANGE | 0.5–80 A | A | GF_PROTECTION | GF_EXT_CT |  | DISPLAY_TYPE | INBUILT |  | Schneider Electric | TeSys Protect EOCR | EOCR | I3MZ-WRAUHZ | 41545 | INR | 2025-07-15 | Schneider WEF 15-Jul-2025 | Switching _All_WEF 15th Jul 25.pdf | 43 | TeSys Protect EOCR – Digital EOCR with Modbus Communication | Switching _All_WEF 15th Jul 25.pdf ¦ Page 43 ¦ Digital EOCR with Modbus ¦ U→B for 24VDC ¦ GF_EXT_CT ¦ INBUILT ¦ BOTTOM_HOLE | WORKING
Motor Protection | Electronic Protection Relays |  | EOCR | PROTECTION¦EOCR | EOCR | EOCR_DIG_MODBUS_GF_EXT_CT_INBUILT_WINDOW_HOLE | Digital EOCR (Modbus) ¦ GF_EXT_CT ¦ INBUILT ¦ WINDOW_HOLE | EOCR_DIG_MODBUS_GF_EXT_CT_INBUILT_WINDOW_HOLE | Digital EOCR (Modbus) ¦ 0.5–80A ¦ GF_EXT_CT ¦ INBUILT ¦ WINDOW_HOLE | Digital EOCR with Modbus communication. Range 0.5–80A. Control voltage 100–220VAC (replace U with B for 24VDC). GF: GF_EXT_CT. Display: INBUILT. Mount: WINDOW_HOLE. | [8 empty] | CURRENT_RANGE | 0.5–80 A | A | GF_PROTECTION | GF_EXT_CT |  | DISPLAY_TYPE | INBUILT |  | Schneider Electric | TeSys Protect EOCR | EOCR | I3MZ-WRAUWZ | 41545 | INR | 2025-07-15 | Schneider WEF 15-Jul-2025 | Switching _All_WEF 15th Jul 25.pdf | 43 | TeSys Protect EOCR – Digital EOCR with Modbus Communication | Switching _All_WEF 15th Jul 25.pdf ¦ Page 43 ¦ Digital EOCR with Modbus ¦ U→B for 24VDC ¦ GF_EXT_CT ¦ INBUILT ¦ WINDOW_HOLE | WORKING
Motor Protection | Electronic Protection Relays |  | EOCR | PROTECTION¦EOCR | EOCR | EOCR_DIG_MODBUS_GF_EXT_CT_INBUILT_BOTTOM_HOLE | Digital EOCR (Modbus) ¦ GF_EXT_CT ¦ INBUILT ¦ BOTTOM_HOLE | EOCR_DIG_MODBUS_GF_EXT_CT_INBUILT_BOTTOM_HOLE | Digital EOCR (Modbus) ¦ 0.5–80A ¦ GF_EXT_CT ¦ INBUILT ¦ BOTTOM_HOLE | Digital EOCR with Modbus communication. Range 0.5–80A. Control voltage 100–220VAC (replace U with B for 24VDC). GF: GF_EXT_CT. Display: INBUILT. Mount: BOTTOM_HOLE. | [8 empty] | CURRENT_RANGE | 0.5–80 A | A | GF_PROTECTION | GF_EXT_CT |  | DISPLAY_TYPE | INBUILT |  | Schneider Electric | TeSys Protect EOCR | EOCR | I3MZ-WRCUHZ | 41545 | INR | 2025-07-15 | Schneider WEF 15-Jul-2025 | Switching _All_WEF 15th Jul 25.pdf | 43 | TeSys Protect EOCR – Digital EOCR with Modbus Communication | Switching _All_WEF 15th Jul 25.pdf ¦ Page 43 ¦ Digital EOCR with Modbus ¦ U→B for 24VDC ¦ GF_EXT_CT ¦ INBUILT ¦ BOTTOM_HOLE | WORKING
Motor Protection | Electronic Protection Relays |  | EOCR | PROTECTION¦EOCR | EOCR | EOCR_DIG_MODBUS_GF_EXT_CT_INBUILT_WINDOW_HOLE | Digital EOCR (Modbus) ¦ GF_EXT_CT ¦ INBUILT ¦ WINDOW_HOLE | EOCR_DIG_MODBUS_GF_EXT_CT_INBUILT_WINDOW_HOLE | Digital EOCR (Modbus) ¦ 0.5–80A ¦ GF_EXT_CT ¦ INBUILT ¦ WINDOW_HOLE | Digital EOCR with Modbus communication. Range 0.5–80A. Control voltage 100–220VAC (replace U with B for 24VDC). GF: GF_EXT_CT. Display: INBUILT. Mount: WINDOW_HOLE. | [8 empty] | CURRENT_RANGE | 0.5–80 A | A | GF_PROTECTION | GF_EXT_CT |  | DISPLAY_TYPE | INBUILT |  | Schneider Electric | TeSys Protect EOCR | EOCR | I3MZ-WRCUWZ | 41545 | INR | 2025-07-15 | Schneider WEF 15-Jul-2025 | Switching _All_WEF 15th Jul 25.pdf | 43 | TeSys Protect EOCR – Digital EOCR with Modbus Communication | Switching _All_WEF 15th Jul 25.pdf ¦ Page 43 ¦ Digital EOCR with Modbus ¦ U→B for 24VDC ¦ GF_EXT_CT ¦ INBUILT ¦ WINDOW_HOLE | WORKING
Motor Protection | Electronic Protection Relays |  | EOCR | PROTECTION¦EOCR | EOCR | EOCR_DIG_MODBUS_GF_EXT_CT_EXTENDED_BOTTOM_HOLE | Digital EOCR (Modbus) ¦ GF_EXT_CT ¦ EXTENDED ¦ BOTTOM_HOLE | EOCR_DIG_MODBUS_GF_EXT_CT_EXTENDED_BOTTOM_HOLE | Digital EOCR (Modbus) ¦ 0.5–80A ¦ GF_EXT_CT ¦ EXTENDED ¦ BOTTOM_HOLE | Digital EOCR with Modbus communication. Range 0.5–80A. Control voltage 100–220VAC (replace U with B for 24VDC). GF: GF_EXT_CT. Display: EXTENDED. Mount: BOTTOM_HOLE. | [8 empty] | CURRENT_RANGE | 0.5–80 A | A | GF_PROTECTION | GF_EXT_CT |  | DISPLAY_TYPE | EXTENDED |  | Schneider Electric | TeSys Protect EOCR | EOCR | IFMZ-WRAUHZ | 47055 | INR | 2025-07-15 | Schneider WEF 15-Jul-2025 | Switching _All_WEF 15th Jul 25.pdf | 43 | TeSys Protect EOCR – Digital EOCR with Modbus Communication | Switching _All_WEF 15th Jul 25.pdf ¦ Page 43 ¦ Digital EOCR with Modbus ¦ U→B for 24VDC ¦ GF_EXT_CT ¦ EXTENDED ¦ BOTTOM_HOLE | WORKING
Motor Protection | Electronic Protection Relays |  | EOCR | PROTECTION¦EOCR | EOCR | EOCR_DIG_MODBUS_GF_EXT_CT_EXTENDED_WINDOW_HOLE | Digital EOCR (Modbus) ¦ GF_EXT_CT ¦ EXTENDED ¦ WINDOW_HOLE | EOCR_DIG_MODBUS_GF_EXT_CT_EXTENDED_WINDOW_HOLE | Digital EOCR (Modbus) ¦ 0.5–80A ¦ GF_EXT_CT ¦ EXTENDED ¦ WINDOW_HOLE | Digital EOCR with Modbus communication. Range 0.5–80A. Control voltage 100–220VAC (replace U with B for 24VDC). GF: GF_EXT_CT. Display: EXTENDED. Mount: WINDOW_HOLE. | [8 empty] | CURRENT_RANGE | 0.5–80 A | A | GF_PROTECTION | GF_EXT_CT |  | DISPLAY_TYPE | EXTENDED |  | Schneider Electric | TeSys Protect EOCR | EOCR | IFMZ-WRAUWZ | 47055 | INR | 2025-07-15 | Schneider WEF 15-Jul-2025 | Switching _All_WEF 15th Jul 25.pdf | 43 | TeSys Protect EOCR – Digital EOCR with Modbus Communication | Switching _All_WEF 15th Jul 25.pdf ¦ Page 43 ¦ Digital EOCR with Modbus ¦ U→B for 24VDC ¦ GF_EXT_CT ¦ EXTENDED ¦ WINDOW_HOLE | WORKING
Motor Protection | Electronic Protection Relays |  | EOCR | PROTECTION¦EOCR | EOCR | EOCR_DIG_MODBUS_GF_EXT_CT_EXTENDED_BOTTOM_HOLE | Digital EOCR (Modbus) ¦ GF_EXT_CT ¦ EXTENDED ¦ BOTTOM_HOLE | EOCR_DIG_MODBUS_GF_EXT_CT_EXTENDED_BOTTOM_HOLE | Digital EOCR (Modbus) ¦ 0.5–80A ¦ GF_EXT_CT ¦ EXTENDED ¦ BOTTOM_HOLE | Digital EOCR with Modbus communication. Range 0.5–80A. Control voltage 100–220VAC (replace U with B for 24VDC). GF: GF_EXT_CT. Display: EXTENDED. Mount: BOTTOM_HOLE. | [8 empty] | CURRENT_RANGE | 0.5–80 A | A | GF_PROTECTION | GF_EXT_CT |  | DISPLAY_TYPE | EXTENDED |  | Schneider Electric | TeSys Protect EOCR | EOCR | IFMZ-WRCUHZ | 47055 | INR | 2025-07-15 | Schneider WEF 15-Jul-2025 | Switching _All_WEF 15th Jul 25.pdf | 43 | TeSys Protect EOCR – Digital EOCR with Modbus Communication | Switching _All_WEF 15th Jul 25.pdf ¦ Page 43 ¦ Digital EOCR with Modbus ¦ U→B for 24VDC ¦ GF_EXT_CT ¦ EXTENDED ¦ BOTTOM_HOLE | WORKING
Motor Protection | Electronic Protection Relays |  | EOCR | PROTECTION¦EOCR | EOCR | EOCR_DIG_MODBUS_GF_EXT_CT_EXTENDED_WINDOW_HOLE | Digital EOCR (Modbus) ¦ GF_EXT_CT ¦ EXTENDED ¦ WINDOW_HOLE | EOCR_DIG_MODBUS_GF_EXT_CT_EXTENDED_WINDOW_HOLE | Digital EOCR (Modbus) ¦ 0.5–80A ¦ GF_EXT_CT ¦ EXTENDED ¦ WINDOW_HOLE | Digital EOCR with Modbus communication. Range 0.5–80A. Control voltage 100–220VAC (replace U with B for 24VDC). GF: GF_EXT_CT. Display: EXTENDED. Mount: WINDOW_HOLE. | [8 empty] | CURRENT_RANGE | 0.5–80 A | A | GF_PROTECTION | GF_EXT_CT |  | DISPLAY_TYPE | EXTENDED |  | Schneider Electric | TeSys Protect EOCR | EOCR | IFMZ-WRCUWZ | 47055 | INR | 2025-07-15 | Schneider WEF 15-Jul-2025 | Switching _All_WEF 15th Jul 25.pdf | 43 | TeSys Protect EOCR – Digital EOCR with Modbus Communication | Switching _All_WEF 15th Jul 25.pdf ¦ Page 43 ¦ Digital EOCR with Modbus ¦ U→B for 24VDC ¦ GF_EXT_CT ¦ EXTENDED ¦ WINDOW_HOLE | WORKING
Motor Protection | Electronic Protection Relays |  | EOCR | PROTECTION¦EOCR | EOCR | EOCR_DIG_MODBUS_GF_INBUILT_CT_INBUILT_BOTTOM_HOLE | Digital EOCR (Modbus) ¦ GF_INBUILT_CT ¦ INBUILT ¦ BOTTOM_HOLE | EOCR_DIG_MODBUS_GF_INBUILT_CT_INBUILT_BOTTOM_HOLE | Digital EOCR (Modbus) ¦ 0.5–80A ¦ GF_INBUILT_CT ¦ INBUILT ¦ BOTTOM_HOLE | Digital EOCR with Modbus communication. Range 0.5–80A. Control voltage 100–220VAC (replace U with B for 24VDC). GF: GF_INBUILT_CT. Display: INBUILT. Mount: BOTTOM_HOLE. | [8 empty] | CURRENT_RANGE | 0.5–80 A | A | GF_PROTECTION | GF_INBUILT_CT |  | DISPLAY_TYPE | INBUILT |  | Schneider Electric | TeSys Protect EOCR | EOCR | I3BZ-WRAUHZ | 48140 | INR | 2025-07-15 | Schneider WEF 15-Jul-2025 | Switching _All_WEF 15th Jul 25.pdf | 43 | TeSys Protect EOCR – Digital EOCR with Modbus Communication | Switching _All_WEF 15th Jul 25.pdf ¦ Page 43 ¦ Digital EOCR with Modbus ¦ U→B for 24VDC ¦ GF_INBUILT_CT ¦ INBUILT ¦ BOTTOM_HOLE | WORKING
Motor Protection | Electronic Protection Relays |  | EOCR | PROTECTION¦EOCR | EOCR | EOCR_DIG_MODBUS_GF_INBUILT_CT_INBUILT_BOTTOM_HOLE | Digital EOCR (Modbus) ¦ GF_INBUILT_CT ¦ INBUILT ¦ BOTTOM_HOLE | EOCR_DIG_MODBUS_GF_INBUILT_CT_INBUILT_BOTTOM_HOLE | Digital EOCR (Modbus) ¦ 0.5–80A ¦ GF_INBUILT_CT ¦ INBUILT ¦ BOTTOM_HOLE | Digital EOCR with Modbus communication. Range 0.5–80A. Control voltage 100–220VAC (replace U with B for 24VDC). GF: GF_INBUILT_CT. Display: INBUILT. Mount: BOTTOM_HOLE. | [8 empty] | CURRENT_RANGE | 0.5–80 A | A | GF_PROTECTION | GF_INBUILT_CT |  | DISPLAY_TYPE | INBUILT |  | Schneider Electric | TeSys Protect EOCR | EOCR | I3BZ-WRCUHZ | 48140 | INR | 2025-07-15 | Schneider WEF 15-Jul-2025 | Switching _All_WEF 15th Jul 25.pdf | 43 | TeSys Protect EOCR – Digital EOCR with Modbus Communication | Switching _All_WEF 15th Jul 25.pdf ¦ Page 43 ¦ Digital EOCR with Modbus ¦ U→B for 24VDC ¦ GF_INBUILT_CT ¦ INBUILT ¦ BOTTOM_HOLE | WORKING
Motor Protection | Electronic Protection Relays |  | EOCR | PROTECTION¦EOCR | EOCR | EOCR_DIG_MODBUS_GF_INBUILT_CT_EXTENDED_BOTTOM_HOLE | Digital EOCR (Modbus) ¦ GF_INBUILT_CT ¦ EXTENDED ¦ BOTTOM_HOLE | EOCR_DIG_MODBUS_GF_INBUILT_CT_EXTENDED_BOTTOM_HOLE | Digital EOCR (Modbus) ¦ 0.5–80A ¦ GF_INBUILT_CT ¦ EXTENDED ¦ BOTTOM_HOLE | Digital EOCR with Modbus communication. Range 0.5–80A. Control voltage 100–220VAC (replace U with B for 24VDC). GF: GF_INBUILT_CT. Display: EXTENDED. Mount: BOTTOM_HOLE. | [8 empty] | CURRENT_RANGE | 0.5–80 A | A | GF_PROTECTION | GF_INBUILT_CT |  | DISPLAY_TYPE | EXTENDED |  | Schneider Electric | TeSys Protect EOCR | EOCR | IFBZ-WRAUHZ | 48390 | INR | 2025-07-15 | Schneider WEF 15-Jul-2025 | Switching _All_WEF 15th Jul 25.pdf | 43 | TeSys Protect EOCR – Digital EOCR with Modbus Communication | Switching _All_WEF 15th Jul 25.pdf ¦ Page 43 ¦ Digital EOCR with Modbus ¦ U→B for 24VDC ¦ GF_INBUILT_CT ¦ EXTENDED ¦ BOTTOM_HOLE | WORKING
Motor Protection | Electronic Protection Relays |  | EOCR | PROTECTION¦EOCR | EOCR | EOCR_DIG_MODBUS_GF_INBUILT_CT_EXTENDED_BOTTOM_HOLE | Digital EOCR (Modbus) ¦ GF_INBUILT_CT ¦ EXTENDED ¦ BOTTOM_HOLE | EOCR_DIG_MODBUS_GF_INBUILT_CT_EXTENDED_BOTTOM_HOLE | Digital EOCR (Modbus) ¦ 0.5–80A ¦ GF_INBUILT_CT ¦ EXTENDED ¦ BOTTOM_HOLE | Digital EOCR with Modbus communication. Range 0.5–80A. Control voltage 100–220VAC (replace U with B for 24VDC). GF: GF_INBUILT_CT. Display: EXTENDED. Mount: BOTTOM_HOLE. | [8 empty] | CURRENT_RANGE | 0.5–80 A | A | GF_PROTECTION | GF_INBUILT_CT |  | DISPLAY_TYPE | EXTENDED |  | Schneider Electric | TeSys Protect EOCR | EOCR | IFBZ-WRCUHZ | 48390 | INR | 2025-07-15 | Schneider WEF 15-Jul-2025 | Switching _All_WEF 15th Jul 25.pdf | 43 | TeSys Protect EOCR – Digital EOCR with Modbus Communication | Switching _All_WEF 15th Jul 25.pdf ¦ Page 43 ¦ Digital EOCR with Modbus ¦ U→B for 24VDC ¦ GF_INBUILT_CT ¦ EXTENDED ¦ BOTTOM_HOLE | WORKING
Motor Protection | Electronic Protection Relays |  | EOCR | PROTECTION¦EOCR | EOCR | EOCR_ANALOG_NODISP_EOCRSS-05S | Analog EOCR without Display ¦ 0.5–6 A ¦ 24–240V AC/DC | EOCR_ANALOG_NODISP_EOCRSS-05S | Analog EOCR without Display ¦ 0.5–6 A ¦ 24–240V AC/DC | Analog EOCR without display. Current range 0.5–6 A. Control voltage 24–240V AC/DC. Note: 2 SPST outputs. For >60A use external CT. | [8 empty] | CURRENT_RANGE | 0.5–6 A | A | CONTROL_VOLTAGE | 24–240V AC/DC |  | DISPLAY_TYPE | NO_DISPLAY |  | Schneider Electric | TeSys Protect EOCR | EOCR | EOCRSS-05S | 7705 | INR | 2025-07-15 | Schneider WEF 15-Jul-2025 | Switching _All_WEF 15th Jul 25.pdf | 44 | TeSys Protect EOCR – Analog EOCR | Switching _All_WEF 15th Jul 25.pdf ¦ Page 44 ¦ Analog EOCR without display ¦ 0.5–6 A ¦ 24–240V AC/DC | WORKING
Motor Protection | Electronic Protection Relays |  | EOCR | PROTECTION¦EOCR | EOCR | EOCR_ANALOG_NODISP_EOCRSS-05W | Analog EOCR without Display ¦ 0.5–6 A ¦ 380–440V AC | EOCR_ANALOG_NODISP_EOCRSS-05W | Analog EOCR without Display ¦ 0.5–6 A ¦ 380–440V AC | Analog EOCR without display. Current range 0.5–6 A. Control voltage 380–440V AC. Note: 2 SPST outputs. For >60A use external CT. | [8 empty] | CURRENT_RANGE | 0.5–6 A | A | CONTROL_VOLTAGE | 380–440V AC |  | DISPLAY_TYPE | NO_DISPLAY |  | Schneider Electric | TeSys Protect EOCR | EOCR | EOCRSS-05W | 6310 | INR | 2025-07-15 | Schneider WEF 15-Jul-2025 | Switching _All_WEF 15th Jul 25.pdf | 44 | TeSys Protect EOCR – Analog EOCR | Switching _All_WEF 15th Jul 25.pdf ¦ Page 44 ¦ Analog EOCR without display ¦ 0.5–6 A ¦ 380–440V AC | WORKING
Motor Protection | Electronic Protection Relays |  | EOCR | PROTECTION¦EOCR | EOCR | EOCR_ANALOG_NODISP_EOCRSS-30S | Analog EOCR without Display ¦ 3–30 A ¦ 24–240V AC/DC | EOCR_ANALOG_NODISP_EOCRSS-30S | Analog EOCR without Display ¦ 3–30 A ¦ 24–240V AC/DC | Analog EOCR without display. Current range 3–30 A. Control voltage 24–240V AC/DC. Note: 2 SPST outputs. For >60A use external CT. | [8 empty] | CURRENT_RANGE | 3–30 A | A | CONTROL_VOLTAGE | 24–240V AC/DC |  | DISPLAY_TYPE | NO_DISPLAY |  | Schneider Electric | TeSys Protect EOCR | EOCR | EOCRSS-30S | 7705 | INR | 2025-07-15 | Schneider WEF 15-Jul-2025 | Switching _All_WEF 15th Jul 25.pdf | 44 | TeSys Protect EOCR – Analog EOCR | Switching _All_WEF 15th Jul 25.pdf ¦ Page 44 ¦ Analog EOCR without display ¦ 3–30 A ¦ 24–240V AC/DC | WORKING
Motor Protection | Electronic Protection Relays |  | EOCR | PROTECTION¦EOCR | EOCR | EOCR_ANALOG_NODISP_EOCRSS-30W | Analog EOCR without Display ¦ 3–30 A ¦ 380–440V AC | EOCR_ANALOG_NODISP_EOCRSS-30W | Analog EOCR without Display ¦ 3–30 A ¦ 380–440V AC | Analog EOCR without display. Current range 3–30 A. Control voltage 380–440V AC. Note: 2 SPST outputs. For >60A use external CT. | [8 empty] | CURRENT_RANGE | 3–30 A | A | CONTROL_VOLTAGE | 380–440V AC |  | DISPLAY_TYPE | NO_DISPLAY |  | Schneider Electric | TeSys Protect EOCR | EOCR | EOCRSS-30W | 6310 | INR | 2025-07-15 | Schneider WEF 15-Jul-2025 | Switching _All_WEF 15th Jul 25.pdf | 44 | TeSys Protect EOCR – Analog EOCR | Switching _All_WEF 15th Jul 25.pdf ¦ Page 44 ¦ Analog EOCR without display ¦ 3–30 A ¦ 380–440V AC | WORKING
Motor Protection | Electronic Protection Relays |  | EOCR | PROTECTION¦EOCR | EOCR | EOCR_ANALOG_NODISP_EOCRSS-60S | Analog EOCR without Display ¦ 5–60 A ¦ 24–240V AC/DC | EOCR_ANALOG_NODISP_EOCRSS-60S | Analog EOCR without Display ¦ 5–60 A ¦ 24–240V AC/DC | Analog EOCR without display. Current range 5–60 A. Control voltage 24–240V AC/DC. Note: 2 SPST outputs. For >60A use external CT. | [8 empty] | CURRENT_RANGE | 5–60 A | A | CONTROL_VOLTAGE | 24–240V AC/DC |  | DISPLAY_TYPE | NO_DISPLAY |  | Schneider Electric | TeSys Protect EOCR | EOCR | EOCRSS-60S | 7705 | INR | 2025-07-15 | Schneider WEF 15-Jul-2025 | Switching _All_WEF 15th Jul 25.pdf | 44 | TeSys Protect EOCR – Analog EOCR | Switching _All_WEF 15th Jul 25.pdf ¦ Page 44 ¦ Analog EOCR without display ¦ 5–60 A ¦ 24–240V AC/DC | WORKING
Motor Protection | Electronic Protection Relays |  | EOCR | PROTECTION¦EOCR | EOCR | EOCR_ANALOG_NODISP_EOCRSS-60W | Analog EOCR without Display ¦ 5–60 A ¦ 380–440V AC | EOCR_ANALOG_NODISP_EOCRSS-60W | Analog EOCR without Display ¦ 5–60 A ¦ 380–440V AC | Analog EOCR without display. Current range 5–60 A. Control voltage 380–440V AC. Note: 2 SPST outputs. For >60A use external CT. | [8 empty] | CURRENT_RANGE | 5–60 A | A | CONTROL_VOLTAGE | 380–440V AC |  | DISPLAY_TYPE | NO_DISPLAY |  | Schneider Electric | TeSys Protect EOCR | EOCR | EOCRSS-60W | 6310 | INR | 2025-07-15 | Schneider WEF 15-Jul-2025 | Switching _All_WEF 15th Jul 25.pdf | 44 | TeSys Protect EOCR – Analog EOCR | Switching _All_WEF 15th Jul 25.pdf ¦ Page 44 ¦ Analog EOCR without display ¦ 5–60 A ¦ 380–440V AC | WORKING
Motor Protection | Electronic Protection Relays |  | EOCR | PROTECTION¦EOCR | EOCR | EOCR_ANALOG_DISPLAY_EOCRSSD-05S | Analog EOCR with Display ¦ 0.5–6 A ¦ 24–240V AC/DC | EOCR_ANALOG_DISPLAY_EOCRSSD-05S | Analog EOCR with Display ¦ 0.5–6 A ¦ 24–240V AC/DC | Analog EOCR with display. Current range 0.5–6 A. Control voltage 24–240V AC/DC. Note: 2 SPST outputs. For >60A use external CT. | [8 empty] | CURRENT_RANGE | 0.5–6 A | A | CONTROL_VOLTAGE | 24–240V AC/DC |  | DISPLAY_TYPE | DISPLAY |  | Schneider Electric | TeSys Protect EOCR | EOCR | EOCRSSD-05S | 11525 | INR | 2025-07-15 | Schneider WEF 15-Jul-2025 | Switching _All_WEF 15th Jul 25.pdf | 44 | TeSys Protect EOCR – Analog EOCR | Switching _All_WEF 15th Jul 25.pdf ¦ Page 44 ¦ Analog EOCR with display ¦ 0.5–6 A ¦ 24–240V AC/DC | WORKING
Motor Protection | Electronic Protection Relays |  | EOCR | PROTECTION¦EOCR | EOCR | EOCR_ANALOG_DISPLAY_EOCRSSD-05W | Analog EOCR with Display ¦ 0.5–6 A ¦ 380–440V AC | EOCR_ANALOG_DISPLAY_EOCRSSD-05W | Analog EOCR with Display ¦ 0.5–6 A ¦ 380–440V AC | Analog EOCR with display. Current range 0.5–6 A. Control voltage 380–440V AC. Note: 2 SPST outputs. For >60A use external CT. | [8 empty] | CURRENT_RANGE | 0.5–6 A | A | CONTROL_VOLTAGE | 380–440V AC |  | DISPLAY_TYPE | DISPLAY |  | Schneider Electric | TeSys Protect EOCR | EOCR | EOCRSSD-05W | 14195 | INR | 2025-07-15 | Schneider WEF 15-Jul-2025 | Switching _All_WEF 15th Jul 25.pdf | 44 | TeSys Protect EOCR – Analog EOCR | Switching _All_WEF 15th Jul 25.pdf ¦ Page 44 ¦ Analog EOCR with display ¦ 0.5–6 A ¦ 380–440V AC | WORKING
Motor Protection | Electronic Protection Relays |  | EOCR | PROTECTION¦EOCR | EOCR | EOCR_ANALOG_DISPLAY_EOCRSSD-30S | Analog EOCR with Display ¦ 3–30 A ¦ 24–240V AC/DC | EOCR_ANALOG_DISPLAY_EOCRSSD-30S | Analog EOCR with Display ¦ 3–30 A ¦ 24–240V AC/DC | Analog EOCR with display. Current range 3–30 A. Control voltage 24–240V AC/DC. Note: 2 SPST outputs. For >60A use external CT. | [8 empty] | CURRENT_RANGE | 3–30 A | A | CONTROL_VOLTAGE | 24–240V AC/DC |  | DISPLAY_TYPE | DISPLAY |  | Schneider Electric | TeSys Protect EOCR | EOCR | EOCRSSD-30S | 11525 | INR | 2025-07-15 | Schneider WEF 15-Jul-2025 | Switching _All_WEF 15th Jul 25.pdf | 44 | TeSys Protect EOCR – Analog EOCR | Switching _All_WEF 15th Jul 25.pdf ¦ Page 44 ¦ Analog EOCR with display ¦ 3–30 A ¦ 24–240V AC/DC | WORKING
Motor Protection | Electronic Protection Relays |  | EOCR | PROTECTION¦EOCR | EOCR | EOCR_ANALOG_DISPLAY_EOCRSSD-30W | Analog EOCR with Display ¦ 3–30 A ¦ 380–440V AC | EOCR_ANALOG_DISPLAY_EOCRSSD-30W | Analog EOCR with Display ¦ 3–30 A ¦ 380–440V AC | Analog EOCR with display. Current range 3–30 A. Control voltage 380–440V AC. Note: 2 SPST outputs. For >60A use external CT. | [8 empty] | CURRENT_RANGE | 3–30 A | A | CONTROL_VOLTAGE | 380–440V AC |  | DISPLAY_TYPE | DISPLAY |  | Schneider Electric | TeSys Protect EOCR | EOCR | EOCRSSD-30W | 12300 | INR | 2025-07-15 | Schneider WEF 15-Jul-2025 | Switching _All_WEF 15th Jul 25.pdf | 44 | TeSys Protect EOCR – Analog EOCR | Switching _All_WEF 15th Jul 25.pdf ¦ Page 44 ¦ Analog EOCR with display ¦ 3–30 A ¦ 380–440V AC | WORKING
Motor Protection | Electronic Protection Relays |  | EOCR | PROTECTION¦EOCR | EOCR | EOCR_ANALOG_DISPLAY_EOCRSSD-60S | Analog EOCR with Display ¦ 10–60 A ¦ 24–240V AC/DC | EOCR_ANALOG_DISPLAY_EOCRSSD-60S | Analog EOCR with Display ¦ 10–60 A ¦ 24–240V AC/DC | Analog EOCR with display. Current range 10–60 A. Control voltage 24–240V AC/DC. Note: 2 SPST outputs. For >60A use external CT. | [8 empty] | CURRENT_RANGE | 10–60 A | A | CONTROL_VOLTAGE | 24–240V AC/DC |  | DISPLAY_TYPE | DISPLAY |  | Schneider Electric | TeSys Protect EOCR | EOCR | EOCRSSD-60S | 11525 | INR | 2025-07-15 | Schneider WEF 15-Jul-2025 | Switching _All_WEF 15th Jul 25.pdf | 44 | TeSys Protect EOCR – Analog EOCR | Switching _All_WEF 15th Jul 25.pdf ¦ Page 44 ¦ Analog EOCR with display ¦ 10–60 A ¦ 24–240V AC/DC | WORKING
Motor Protection | Electronic Protection Relays |  | EOCR | PROTECTION¦EOCR | EOCR | EOCR_ANALOG_DISPLAY_EOCRSSD-60W | Analog EOCR with Display ¦ 10–60 A ¦ 380–440V AC | EOCR_ANALOG_DISPLAY_EOCRSSD-60W | Analog EOCR with Display ¦ 10–60 A ¦ 380–440V AC | Analog EOCR with display. Current range 10–60 A. Control voltage 380–440V AC. Note: 2 SPST outputs. For >60A use external CT. | [8 empty] | CURRENT_RANGE | 10–60 A | A | CONTROL_VOLTAGE | 380–440V AC |  | DISPLAY_TYPE | DISPLAY |  | Schneider Electric | TeSys Protect EOCR | EOCR | EOCRSSD-60W | 12300 | INR | 2025-07-15 | Schneider WEF 15-Jul-2025 | Switching _All_WEF 15th Jul 25.pdf | 44 | TeSys Protect EOCR – Analog EOCR | Switching _All_WEF 15th Jul 25.pdf ¦ Page 44 ¦ Analog EOCR with display ¦ 10–60 A ¦ 380–440V AC | WORKING

## ITEM_TESYS_PROTECT_WORK
business_category | business_segment | accessory_family | item_producttype | l0_code | l0_name | l1_code | l1_name | generic_item_code | generic_item_name | generic_item_description | SC_L1 | SC_L2 | SC_L3 | SC_L4 | SC_L5 | SC_L6 | SC_L7 | SC_L8 | ATTR_1_CODE | ATTR_1_VALUE | ATTR_1_UNIT | ATTR_2_CODE | ATTR_2_VALUE | ATTR_2_UNIT | ATTR_3_CODE | ATTR_3_VALUE | ATTR_3_UNIT | make | oem_series | series_code | sku_code | price_inr | currency | wef_date | price_list_ref | source_pdf | source_page | source_table | source_notes | status | qc_flag | qc_notes
Motor Protection | Overload Relays |  | Thermal Overload Relay | PROTECTION¦OVERLOAD_RELAY | Overload Relay | TESYS_K_THERMAL_LR2K0301 | TeSys K Thermal Overload Relay 0.11–0.16 A | TESYS_K_THERMAL_LR2K0301 | TeSys K Thermal Overload Relay ¦ 0.11–0.16 A | Thermal overload relay, adjustment range 0.11–0.16 A, trip class 10A, direct/independent mounting | [8 empty] | THERMAL_ADJ_RANGE | 0.11–0.16 A | A | TRIP_CLASS | 10A |  | MOUNTING | Direct / Independent |  | Schneider Electric | TeSys K | LR2K | LR2K0301 | 2860 | INR | 2025-07-15 | Schneider WEF 15-Jul-2025 | Switching _All_WEF 15th Jul 25.pdf | 41 | TeSys Protect – TeSys K Thermal Overload Relays | For use with LC1K / LP1K / LP4K / LC2K; Direct & independent mounting | WORKING
Motor Protection | Overload Relays |  | Thermal Overload Relay | PROTECTION¦OVERLOAD_RELAY | Overload Relay | TESYS_K_THERMAL_LR2K0302 | TeSys K Thermal Overload Relay 0.16–0.23 A | TESYS_K_THERMAL_LR2K0302 | TeSys K Thermal Overload Relay ¦ 0.16–0.23 A | Thermal overload relay, adjustment range 0.16–0.23 A, trip class 10A, direct/independent mounting | [8 empty] | THERMAL_ADJ_RANGE | 0.16–0.23 A | A | TRIP_CLASS | 10A |  | MOUNTING | Direct / Independent |  | Schneider Electric | TeSys K | LR2K | LR2K0302 | 2860 | INR | 2025-07-15 | Schneider WEF 15-Jul-2025 | Switching _All_WEF 15th Jul 25.pdf | 41 | TeSys Protect – TeSys K Thermal Overload Relays | For use with LC1K / LP1K / LP4K / LC2K; Direct & independent mounting | WORKING
Motor Protection | Overload Relays |  | Thermal Overload Relay | PROTECTION¦OVERLOAD_RELAY | Overload Relay | TESYS_K_THERMAL_LR2K0303 | TeSys K Thermal Overload Relay 0.23–0.36 A | TESYS_K_THERMAL_LR2K0303 | TeSys K Thermal Overload Relay ¦ 0.23–0.36 A | Thermal overload relay, adjustment range 0.23–0.36 A, trip class 10A, direct/independent mounting | [8 empty] | THERMAL_ADJ_RANGE | 0.23–0.36 A | A | TRIP_CLASS | 10A |  | MOUNTING | Direct / Independent |  | Schneider Electric | TeSys K | LR2K | LR2K0303 | 2860 | INR | 2025-07-15 | Schneider WEF 15-Jul-2025 | Switching _All_WEF 15th Jul 25.pdf | 41 | TeSys Protect – TeSys K Thermal Overload Relays | For use with LC1K / LP1K / LP4K / LC2K; Direct & independent mounting | WORKING
Motor Protection | Overload Relays |  | Thermal Overload Relay | PROTECTION¦OVERLOAD_RELAY | Overload Relay | TESYS_K_THERMAL_LR2K0304 | TeSys K Thermal Overload Relay 0.36–0.54 A | TESYS_K_THERMAL_LR2K0304 | TeSys K Thermal Overload Relay ¦ 0.36–0.54 A | Thermal overload relay, adjustment range 0.36–0.54 A, trip class 10A, direct/independent mounting | [8 empty] | THERMAL_ADJ_RANGE | 0.36–0.54 A | A | TRIP_CLASS | 10A |  | MOUNTING | Direct / Independent |  | Schneider Electric | TeSys K | LR2K | LR2K0304 | 2860 | INR | 2025-07-15 | Schneider WEF 15-Jul-2025 | Switching _All_WEF 15th Jul 25.pdf | 41 | TeSys Protect – TeSys K Thermal Overload Relays | For use with LC1K / LP1K / LP4K / LC2K; Direct & independent mounting | WORKING
Motor Protection | Overload Relays |  | Thermal Overload Relay | PROTECTION¦OVERLOAD_RELAY | Overload Relay | TESYS_K_THERMAL_LR2K0305 | TeSys K Thermal Overload Relay 0.54–0.8 A | TESYS_K_THERMAL_LR2K0305 | TeSys K Thermal Overload Relay ¦ 0.54–0.8 A | Thermal overload relay, adjustment range 0.54–0.8 A, trip class 10A, direct/independent mounting | [8 empty] | THERMAL_ADJ_RANGE | 0.54–0.8 A | A | TRIP_CLASS | 10A |  | MOUNTING | Direct / Independent |  | Schneider Electric | TeSys K | LR2K | LR2K0305 | 2860 | INR | 2025-07-15 | Schneider WEF 15-Jul-2025 | Switching _All_WEF 15th Jul 25.pdf | 41 | TeSys Protect – TeSys K Thermal Overload Relays | For use with LC1K / LP1K / LP4K / LC2K; Direct & independent mounting | WORKING
Motor Protection | Overload Relays |  | Thermal Overload Relay | PROTECTION¦OVERLOAD_RELAY | Overload Relay | TESYS_K_THERMAL_LR2K0306 | TeSys K Thermal Overload Relay 0.8–1.2 A | TESYS_K_THERMAL_LR2K0306 | TeSys K Thermal Overload Relay ¦ 0.8–1.2 A | Thermal overload relay, adjustment range 0.8–1.2 A, trip class 10A, direct/independent mounting | [8 empty] | THERMAL_ADJ_RANGE | 0.8–1.2 A | A | TRIP_CLASS | 10A |  | MOUNTING | Direct / Independent |  | Schneider Electric | TeSys K | LR2K | LR2K0306 | 2860 | INR | 2025-07-15 | Schneider WEF 15-Jul-2025 | Switching _All_WEF 15th Jul 25.pdf | 41 | TeSys Protect – TeSys K Thermal Overload Relays | For use with LC1K / LP1K / LP4K / LC2K; Direct & independent mounting | WORKING
Motor Protection | Overload Relays |  | Thermal Overload Relay | PROTECTION¦OVERLOAD_RELAY | Overload Relay | TESYS_K_THERMAL_LR2K0307 | TeSys K Thermal Overload Relay 1.2–1.8 A | TESYS_K_THERMAL_LR2K0307 | TeSys K Thermal Overload Relay ¦ 1.2–1.8 A | Thermal overload relay, adjustment range 1.2–1.8 A, trip class 10A, direct/independent mounting | [8 empty] | THERMAL_ADJ_RANGE | 1.2–1.8 A | A | TRIP_CLASS | 10A |  | MOUNTING | Direct / Independent |  | Schneider Electric | TeSys K | LR2K | LR2K0307 | 2860 | INR | 2025-07-15 | Schneider WEF 15-Jul-2025 | Switching _All_WEF 15th Jul 25.pdf | 41 | TeSys Protect – TeSys K Thermal Overload Relays | For use with LC1K / LP1K / LP4K / LC2K; Direct & independent mounting | WORKING
Motor Protection | Overload Relays |  | Thermal Overload Relay | PROTECTION¦OVERLOAD_RELAY | Overload Relay | TESYS_K_THERMAL_LR2K0308 | TeSys K Thermal Overload Relay 1.8–2.6 A | TESYS_K_THERMAL_LR2K0308 | TeSys K Thermal Overload Relay ¦ 1.8–2.6 A | Thermal overload relay, adjustment range 1.8–2.6 A, trip class 10A, direct/independent mounting | [8 empty] | THERMAL_ADJ_RANGE | 1.8–2.6 A | A | TRIP_CLASS | 10A |  | MOUNTING | Direct / Independent |  | Schneider Electric | TeSys K | LR2K | LR2K0308 | 2860 | INR | 2025-07-15 | Schneider WEF 15-Jul-2025 | Switching _All_WEF 15th Jul 25.pdf | 41 | TeSys Protect – TeSys K Thermal Overload Relays | For use with LC1K / LP1K / LP4K / LC2K; Direct & independent mounting | WORKING
Motor Protection | Overload Relays |  | Thermal Overload Relay | PROTECTION¦OVERLOAD_RELAY | Overload Relay | TESYS_K_THERMAL_LR2K0310 | TeSys K Thermal Overload Relay 2.6–3.7 A | TESYS_K_THERMAL_LR2K0310 | TeSys K Thermal Overload Relay ¦ 2.6–3.7 A | Thermal overload relay, adjustment range 2.6–3.7 A, trip class 10A, direct/independent mounting | [8 empty] | THERMAL_ADJ_RANGE | 2.6–3.7 A | A | TRIP_CLASS | 10A |  | MOUNTING | Direct / Independent |  | Schneider Electric | TeSys K | LR2K | LR2K0310 | 2860 | INR | 2025-07-15 | Schneider WEF 15-Jul-2025 | Switching _All_WEF 15th Jul 25.pdf | 41 | TeSys Protect – TeSys K Thermal Overload Relays | For use with LC1K / LP1K / LP4K / LC2K; Direct & independent mounting | WORKING
Motor Protection | Overload Relays |  | Thermal Overload Relay | PROTECTION¦OVERLOAD_RELAY | Overload Relay | TESYS_K_THERMAL_LR2K0312 | TeSys K Thermal Overload Relay 3.7–5.5 A | TESYS_K_THERMAL_LR2K0312 | TeSys K Thermal Overload Relay ¦ 3.7–5.5 A | Thermal overload relay, adjustment range 3.7–5.5 A, trip class 10A, direct/independent mounting | [8 empty] | THERMAL_ADJ_RANGE | 3.7–5.5 A | A | TRIP_CLASS | 10A |  | MOUNTING | Direct / Independent |  | Schneider Electric | TeSys K | LR2K | LR2K0312 | 2860 | INR | 2025-07-15 | Schneider WEF 15-Jul-2025 | Switching _All_WEF 15th Jul 25.pdf | 41 | TeSys Protect – TeSys K Thermal Overload Relays | For use with LC1K / LP1K / LP4K / LC2K; Direct & independent mounting | WORKING
Motor Protection | Overload Relays |  | Thermal Overload Relay | PROTECTION¦OVERLOAD_RELAY | Overload Relay | TESYS_K_THERMAL_LR2K0314 | TeSys K Thermal Overload Relay 5.5–8 A | TESYS_K_THERMAL_LR2K0314 | TeSys K Thermal Overload Relay ¦ 5.5–8 A | Thermal overload relay, adjustment range 5.5–8 A, trip class 10A, direct/independent mounting | [8 empty] | THERMAL_ADJ_RANGE | 5.5–8 A | A | TRIP_CLASS | 10A |  | MOUNTING | Direct / Independent |  | Schneider Electric | TeSys K | LR2K | LR2K0314 | 2860 | INR | 2025-07-15 | Schneider WEF 15-Jul-2025 | Switching _All_WEF 15th Jul 25.pdf | 41 | TeSys Protect – TeSys K Thermal Overload Relays | For use with LC1K / LP1K / LP4K / LC2K; Direct & independent mounting | WORKING
Motor Protection | Overload Relays |  | Thermal Overload Relay | PROTECTION¦OVERLOAD_RELAY | Overload Relay | TESYS_K_THERMAL_LR2K0316 | TeSys K Thermal Overload Relay 8–11.5 A | TESYS_K_THERMAL_LR2K0316 | TeSys K Thermal Overload Relay ¦ 8–11.5 A | Thermal overload relay, adjustment range 8–11.5 A, trip class 10A, direct/independent mounting | [8 empty] | THERMAL_ADJ_RANGE | 8–11.5 A | A | TRIP_CLASS | 10A |  | MOUNTING | Direct / Independent |  | Schneider Electric | TeSys K | LR2K | LR2K0316 | 2860 | INR | 2025-07-15 | Schneider WEF 15-Jul-2025 | Switching _All_WEF 15th Jul 25.pdf | 41 | TeSys Protect – TeSys K Thermal Overload Relays | For use with LC1K / LP1K / LP4K / LC2K; Direct & independent mounting | WORKING
Motor Protection | Overload Relays |  | Thermal Overload Relay | PROTECTION¦OVERLOAD_RELAY | Overload Relay | TESYS_K_THERMAL_LR2K0321 | TeSys K Thermal Overload Relay 10–14 A | TESYS_K_THERMAL_LR2K0321 | TeSys K Thermal Overload Relay ¦ 10–14 A | Thermal overload relay, adjustment range 10–14 A, trip class 10A, direct/independent mounting | [8 empty] | THERMAL_ADJ_RANGE | 10–14 A | A | TRIP_CLASS | 10A |  | MOUNTING | Direct / Independent |  | Schneider Electric | TeSys K | LR2K | LR2K0321 | 2960 | INR | 2025-07-15 | Schneider WEF 15-Jul-2025 | Switching _All_WEF 15th Jul 25.pdf | 41 | TeSys Protect – TeSys K Thermal Overload Relays | For use with LC1K / LP1K / LP4K / LC2K; Direct & independent mounting | WORKING
Motor Protection | Overload Relays |  | Thermal Overload Relay | PROTECTION¦OVERLOAD_RELAY | Overload Relay | TESYS_K_THERMAL_LR2K0322 | TeSys K Thermal Overload Relay 12–16 A | TESYS_K_THERMAL_LR2K0322 | TeSys K Thermal Overload Relay ¦ 12–16 A | Thermal overload relay, adjustment range 12–16 A, trip class 10A, direct/independent mounting | [8 empty] | THERMAL_ADJ_RANGE | 12–16 A | A | TRIP_CLASS | 10A |  | MOUNTING | Direct / Independent |  | Schneider Electric | TeSys K | LR2K | LR2K0322 | 2960 | INR | 2025-07-15 | Schneider WEF 15-Jul-2025 | Switching _All_WEF 15th Jul 25.pdf | 41 | TeSys Protect – TeSys K Thermal Overload Relays | For use with LC1K / LP1K / LP4K / LC2K; Direct & independent mounting | WORKING
Motor Protection | Overload Relays |  | Electronic Overload Relay | PROTECTION¦OVERLOAD_RELAY | Overload Relay | TESYS_DECA_ELEC_LR9D01 | TeSys Deca Electronic Overload Relay 0.1–0.5 A | TESYS_DECA_ELEC_LR9D01 | TeSys Deca Electronic Overload Relay ¦ 0.1–0.5 A | Electronic overload relay, current range 0.1–0.5 A, 5:1 adjustment, selectable trip class 5/10/20/30, direct mounting with LC1D09–LC1D38A | [8 empty] | CURRENT_RANGE | 0.1–0.5 A | A | TRIP_CLASS_OPTIONS | 5/10/20/30 |  | MOUNTING | Direct mounting |  | Schneider Electric | TeSys Deca | LR9D | LR9D01 | 12795 | INR | 2025-07-15 | Schneider WEF 15-Jul-2025 | Switching _All_WEF 15th Jul 25.pdf | 41 | TeSys Protect – TeSys Deca Electronic Overload Relay (Direct Mounting) | For use with LC1D09–LC1D38A (Direct Mounting). 5:1 adjustment. High operating temperature. Type 1 & Type 2 coordination charts available. | WORKING
Motor Protection | Overload Relays |  | Electronic Overload Relay | PROTECTION¦OVERLOAD_RELAY | Overload Relay | TESYS_DECA_ELEC_LR9D02 | TeSys Deca Electronic Overload Relay 0.4–2.0 A | TESYS_DECA_ELEC_LR9D02 | TeSys Deca Electronic Overload Relay ¦ 0.4–2.0 A | Electronic overload relay, current range 0.4–2.0 A, 5:1 adjustment, selectable trip class 5/10/20/30, direct mounting with LC1D09–LC1D38A | [8 empty] | CURRENT_RANGE | 0.4–2.0 A | A | TRIP_CLASS_OPTIONS | 5/10/20/30 |  | MOUNTING | Direct mounting |  | Schneider Electric | TeSys Deca | LR9D | LR9D02 | 13135 | INR | 2025-07-15 | Schneider WEF 15-Jul-2025 | Switching _All_WEF 15th Jul 25.pdf | 41 | TeSys Protect – TeSys Deca Electronic Overload Relay (Direct Mounting) | For use with LC1D09–LC1D38A (Direct Mounting). 5:1 adjustment. High operating temperature. Type 1 & Type 2 coordination charts available. | WORKING
Motor Protection | Overload Relays |  | Electronic Overload Relay | PROTECTION¦OVERLOAD_RELAY | Overload Relay | TESYS_DECA_ELEC_LR9D08 | TeSys Deca Electronic Overload Relay 1.6–8.0 A | TESYS_DECA_ELEC_LR9D08 | TeSys Deca Electronic Overload Relay ¦ 1.6–8.0 A | Electronic overload relay, current range 1.6–8.0 A, 5:1 adjustment, selectable trip class 5/10/20/30, direct mounting with LC1D09–LC1D38A | [8 empty] | CURRENT_RANGE | 1.6–8.0 A | A | TRIP_CLASS_OPTIONS | 5/10/20/30 |  | MOUNTING | Direct mounting |  | Schneider Electric | TeSys Deca | LR9D | LR9D08 | 13135 | INR | 2025-07-15 | Schneider WEF 15-Jul-2025 | Switching _All_WEF 15th Jul 25.pdf | 41 | TeSys Protect – TeSys Deca Electronic Overload Relay (Direct Mounting) | For use with LC1D09–LC1D38A (Direct Mounting). 5:1 adjustment. High operating temperature. Type 1 & Type 2 coordination charts available. | WORKING
Motor Protection | Overload Relays |  | Electronic Overload Relay | PROTECTION¦OVERLOAD_RELAY | Overload Relay | TESYS_DECA_ELEC_LR9D32 | TeSys Deca Electronic Overload Relay 6.4–32 A | TESYS_DECA_ELEC_LR9D32 | TeSys Deca Electronic Overload Relay ¦ 6.4–32 A | Electronic overload relay, current range 6.4–32 A, 5:1 adjustment, selectable trip class 5/10/20/30, direct mounting with LC1D09–LC1D38A | [8 empty] | CURRENT_RANGE | 6.4–32 A | A | TRIP_CLASS_OPTIONS | 5/10/20/30 |  | MOUNTING | Direct mounting |  | Schneider Electric | TeSys Deca | LR9D | LR9D32 | 14700 | INR | 2025-07-15 | Schneider WEF 15-Jul-2025 | Switching _All_WEF 15th Jul 25.pdf | 41 | TeSys Protect – TeSys Deca Electronic Overload Relay (Direct Mounting) | For use with LC1D09–LC1D38A (Direct Mounting). 5:1 adjustment. High operating temperature. Type 1 & Type 2 coordination charts available. | WORKING
Motor Protection | Overload Relays |  | Electronic Overload Relay | PROTECTION¦OVERLOAD_RELAY | Overload Relay | TESYS_GIGA_ELEC_LR9G115 | TeSys Giga Electronic Overload Relay 28–115 A | TESYS_GIGA_ELEC_LR9G115 | TeSys Giga Electronic Overload Relay ¦ 28–115 A | Electronic overload relay for TeSys Giga, adjustment range 28–115 A, protection against ground fault and phase imbalance, LED status and overload alarm, direct mounting with Giga contactors | [8 empty] | CURRENT_RANGE | 28–115 A | A | PROTECTION_FEATURES | Ground fault; Phase imbalance; LED status; Overload alarm |  | MOUNTING | Direct mounting |  | Schneider Electric | TeSys Giga | LR9G | LR9G115 | 22805 | INR | 2025-07-15 | Schneider WEF 15-Jul-2025 | Switching _All_WEF 15th Jul 25.pdf | 41 | TeSys Protect – TeSys Giga Electronic Overload Relay | Direct mounting with TeSys Giga contactors; selectable trip class 5E to 30E; protection against ground fault and phase imbalance. | WORKING
Motor Protection | Overload Relays |  | Electronic Overload Relay | PROTECTION¦OVERLOAD_RELAY | Overload Relay | TESYS_GIGA_ELEC_LR9G225 | TeSys Giga Electronic Overload Relay 57–225 A | TESYS_GIGA_ELEC_LR9G225 | TeSys Giga Electronic Overload Relay ¦ 57–225 A | Electronic overload relay for TeSys Giga, adjustment range 57–225 A, protection against ground fault and phase imbalance, LED status and overload alarm, direct mounting with Giga contactors | [8 empty] | CURRENT_RANGE | 57–225 A | A | PROTECTION_FEATURES | Ground fault; Phase imbalance; LED status; Overload alarm |  | MOUNTING | Direct mounting |  | Schneider Electric | TeSys Giga | LR9G | LR9G225 | 26610 | INR | 2025-07-15 | Schneider WEF 15-Jul-2025 | Switching _All_WEF 15th Jul 25.pdf | 41 | TeSys Protect – TeSys Giga Electronic Overload Relay | Direct mounting with TeSys Giga contactors; selectable trip class 5E to 30E; protection against ground fault and phase imbalance. | WORKING
Motor Protection | Overload Relays |  | Electronic Overload Relay | PROTECTION¦OVERLOAD_RELAY | Overload Relay | TESYS_GIGA_ELEC_LR9G500 | TeSys Giga Electronic Overload Relay 125–500 A | TESYS_GIGA_ELEC_LR9G500 | TeSys Giga Electronic Overload Relay ¦ 125–500 A | Electronic overload relay for TeSys Giga, adjustment range 125–500 A, protection against ground fault and phase imbalance, LED status and overload alarm, direct mounting with Giga contactors | [8 empty] | CURRENT_RANGE | 125–500 A | A | PROTECTION_FEATURES | Ground fault; Phase imbalance; LED status; Overload alarm |  | MOUNTING | Direct mounting |  | Schneider Electric | TeSys Giga | LR9G | LR9G500 | 31295 | INR | 2025-07-15 | Schneider WEF 15-Jul-2025 | Switching _All_WEF 15th Jul 25.pdf | 41 | TeSys Protect – TeSys Giga Electronic Overload Relay | Direct mounting with TeSys Giga contactors; selectable trip class 5E to 30E; protection against ground fault and phase imbalance. | WORKING
Motor Protection | Overload Relays |  | Electronic Overload Relay | PROTECTION¦OVERLOAD_RELAY | Overload Relay | TESYS_GIGA_ELEC_LR9G630 | TeSys Giga Electronic Overload Relay 160–630 A | TESYS_GIGA_ELEC_LR9G630 | TeSys Giga Electronic Overload Relay ¦ 160–630 A | Electronic overload relay for TeSys Giga, adjustment range 160–630 A, protection against ground fault and phase imbalance, LED status and overload alarm, direct mounting with Giga contactors | [8 empty] | CURRENT_RANGE | 160–630 A | A | PROTECTION_FEATURES | Ground fault; Phase imbalance; LED status; Overload alarm |  | MOUNTING | Direct mounting |  | Schneider Electric | TeSys Giga | LR9G | LR9G630 |  | INR | 2025-07-15 | Schneider WEF 15-Jul-2025 | Switching _All_WEF 15th Jul 25.pdf | 41 | TeSys Protect – TeSys Giga Electronic Overload Relay | Direct mounting with TeSys Giga contactors; selectable trip class 5E to 30E; protection against ground fault and phase imbalance. Price: On Request. | ON_REQUEST

## ITEM_GIGA_SERIES_WORK
business_category | business_segment | item_producttype | l0_code | l0_name | l1_code | l1_name | generic_item_code | generic_item_name | generic_item_description | capability_codes | SC_L1 | SC_L2 | SC_L3 | SC_L4 | SC_L5 | SC_L6 | SC_L7 | SC_L8 | FIX_1_CODE | FIX_1_VALUE | FIX_1_UNIT | FIX_2_CODE | FIX_2_VALUE | FIX_2_UNIT | FIX_3_CODE | FIX_3_VALUE | FIX_3_UNIT | FIX_4_CODE | FIX_4_VALUE | FIX_4_UNIT | FIX_5_CODE | FIX_5_VALUE | FIX_5_UNIT | FIX_6_CODE | FIX_6_VALUE | FIX_6_UNIT | FIX_7_CODE | FIX_7_VALUE | FIX_7_UNIT | FIX_8_CODE | FIX_8_VALUE | FIX_8_UNIT | ATTR_1_CODE | ATTR_1_VALUE | ATTR_1_UNIT | ATTR_2_CODE | ATTR_2_VALUE | ATTR_2_UNIT | ATTR_3_CODE | ATTR_3_VALUE | ATTR_3_UNIT | ATTR_4_CODE | ATTR_4_VALUE | ATTR_4_UNIT | ATTR_5_CODE | ATTR_5_VALUE | ATTR_5_UNIT | ATTR_6_CODE | ATTR_6_VALUE | ATTR_6_UNIT | ATTR_7_CODE | ATTR_7_VALUE | ATTR_7_UNIT | ATTR_8_CODE | ATTR_8_VALUE | ATTR_8_UNIT | poles | duty_type | duty_current | duty_unit | coil_type | coil_voltage | coil_unit | aux_contacts | helper_1 | helper_2 | helper_3 | helper_4 | helper_5 | helper_6 | helper_7 | helper_8 | make | oem_series | series_code | sku_code | product_type | generic_id | make_id | series_id | price_inr | currency | wef_date | price_list_ref | source_pdf | source_page | source_table | source_row | source_notes | status | qc_flag | qc_notes
Motor Control | Power Contactor | Power Contactor | CONTACTOR¦POWER_CONTACTOR | Power Contactor | LC1G_3P_LC1G150_AC1_EHE | Giga 3P LC1G150**** AC1 | LC1G_3P_LC1G150_AC1_EHE | TeSys Giga 3P ¦ LC1G150**** ¦ 75kW@415V ¦ AC1 275A ¦ Coil 48–130VAC/DC | TeSys Giga 3P ¦ LC1G150**** ¦ 75kW@415V ¦ AC1 275A ¦ Coil 48–130VAC/DC | [9 empty] | SYSTEM_VOLTAGE_V | 415 | V | MOTOR_KW | 75 | kW | [18 empty] | MOTOR_KW | 75 | kW | DUTY_CURRENT | 275 | A | COIL | 48–130VAC/DC | - | [15 empty] | 3P | AC1 | 275 | A | AC/DC | 48 | AC/DC | [9 empty] | Schneider Electric | TeSys Giga | LC1G | LC1G150EHE |  | LC1G_3P_LC1G150_AC1_EHE |  |  | 43440 | INR | 2025-07-15 | Schneider WEF 15-Jul-2025 | Switching _All_WEF 15th Jul 25.pdf | 36 | TeSys Giga Power Contactors (3 Pole) |  | Switching _All_WEF 15th Jul 25.pdf ¦ Page 36 ¦ 3P ¦ Ref LC1G150**** ¦ AC1 ¦ Coil EHE | WORKING
Motor Control | Power Contactor | Power Contactor | CONTACTOR¦POWER_CONTACTOR | Power Contactor | LC1G_3P_LC1G150_AC1_KUE | Giga 3P LC1G150**** AC1 | LC1G_3P_LC1G150_AC1_KUE | TeSys Giga 3P ¦ LC1G150**** ¦ 75kW@415V ¦ AC1 275A ¦ Coil 100–250VAC/DC | TeSys Giga 3P ¦ LC1G150**** ¦ 75kW@415V ¦ AC1 275A ¦ Coil 100–250VAC/DC | [9 empty] | SYSTEM_VOLTAGE_V | 415 | V | MOTOR_KW | 75 | kW | [18 empty] | MOTOR_KW | 75 | kW | DUTY_CURRENT | 275 | A | COIL | 100–250VAC/DC | - | [15 empty] | 3P | AC1 | 275 | A | AC/DC | 100 | AC/DC | [9 empty] | Schneider Electric | TeSys Giga | LC1G | LC1G150KUE |  | LC1G_3P_LC1G150_AC1_KUE |  |  | 43440 | INR | 2025-07-15 | Schneider WEF 15-Jul-2025 | Switching _All_WEF 15th Jul 25.pdf | 36 | TeSys Giga Power Contactors (3 Pole) |  | Switching _All_WEF 15th Jul 25.pdf ¦ Page 36 ¦ 3P ¦ Ref LC1G150**** ¦ AC1 ¦ Coil KUE | WORKING
Motor Control | Power Contactor | Power Contactor | CONTACTOR¦POWER_CONTACTOR | Power Contactor | LC1G_3P_LC1G150_AC3_EHE | Giga 3P LC1G150**** AC3 | LC1G_3P_LC1G150_AC3_EHE | TeSys Giga 3P ¦ LC1G150**** ¦ 75kW@415V ¦ AC3 150A ¦ Coil 48–130VAC/DC | TeSys Giga 3P ¦ LC1G150**** ¦ 75kW@415V ¦ AC3 150A ¦ Coil 48–130VAC/DC | [9 empty] | SYSTEM_VOLTAGE_V | 415 | V | MOTOR_KW | 75 | kW | [18 empty] | MOTOR_KW | 75 | kW | DUTY_CURRENT | 150 | A | COIL | 48–130VAC/DC | - | [15 empty] | 3P | AC3 | 150 | A | AC/DC | 48 | AC/DC | [9 empty] | Schneider Electric | TeSys Giga | LC1G | LC1G150EHE |  | LC1G_3P_LC1G150_AC3_EHE |  |  | 43440 | INR | 2025-07-15 | Schneider WEF 15-Jul-2025 | Switching _All_WEF 15th Jul 25.pdf | 36 | TeSys Giga Power Contactors (3 Pole) |  | Switching _All_WEF 15th Jul 25.pdf ¦ Page 36 ¦ 3P ¦ Ref LC1G150**** ¦ AC3 ¦ Coil EHE | WORKING
Motor Control | Power Contactor | Power Contactor | CONTACTOR¦POWER_CONTACTOR | Power Contactor | LC1G_3P_LC1G150_AC3_KUE | Giga 3P LC1G150**** AC3 | LC1G_3P_LC1G150_AC3_KUE | TeSys Giga 3P ¦ LC1G150**** ¦ 75kW@415V ¦ AC3 150A ¦ Coil 100–250VAC/DC | TeSys Giga 3P ¦ LC1G150**** ¦ 75kW@415V ¦ AC3 150A ¦ Coil 100–250VAC/DC | [9 empty] | SYSTEM_VOLTAGE_V | 415 | V | MOTOR_KW | 75 | kW | [18 empty] | MOTOR_KW | 75 | kW | DUTY_CURRENT | 150 | A | COIL | 100–250VAC/DC | - | [15 empty] | 3P | AC3 | 150 | A | AC/DC | 100 | AC/DC | [9 empty] | Schneider Electric | TeSys Giga | LC1G | LC1G150KUE |  | LC1G_3P_LC1G150_AC3_KUE |  |  | 43440 | INR | 2025-07-15 | Schneider WEF 15-Jul-2025 | Switching _All_WEF 15th Jul 25.pdf | 36 | TeSys Giga Power Contactors (3 Pole) |  | Switching _All_WEF 15th Jul 25.pdf ¦ Page 36 ¦ 3P ¦ Ref LC1G150**** ¦ AC3 ¦ Coil KUE | WORKING
Motor Control | Power Contactor | Power Contactor | CONTACTOR¦POWER_CONTACTOR | Power Contactor | LC1G_3P_LC1G225_AC1_EHE | Giga 3P LC1G225**** AC1 | LC1G_3P_LC1G225_AC1_EHE | TeSys Giga 3P ¦ LC1G225**** ¦ 110kW@415V ¦ AC1 330A ¦ Coil 48–130VAC/DC | TeSys Giga 3P ¦ LC1G225**** ¦ 110kW@415V ¦ AC1 330A ¦ Coil 48–130VAC/DC | [9 empty] | SYSTEM_VOLTAGE_V | 415 | V | MOTOR_KW | 110 | kW | [18 empty] | MOTOR_KW | 110 | kW | DUTY_CURRENT | 330 | A | COIL | 48–130VAC/DC | - | [15 empty] | 3P | AC1 | 330 | A | AC/DC | 48 | AC/DC | [9 empty] | Schneider Electric | TeSys Giga | LC1G | LC1G225EHE |  | LC1G_3P_LC1G225_AC1_EHE |  |  | 57930 | INR | 2025-07-15 | Schneider WEF 15-Jul-2025 | Switching _All_WEF 15th Jul 25.pdf | 36 | TeSys Giga Power Contactors (3 Pole) |  | Switching _All_WEF 15th Jul 25.pdf ¦ Page 36 ¦ 3P ¦ Ref LC1G225**** ¦ AC1 ¦ Coil EHE | WORKING
Motor Control | Power Contactor | Power Contactor | CONTACTOR¦POWER_CONTACTOR | Power Contactor | LC1G_3P_LC1G225_AC1_KUE | Giga 3P LC1G225**** AC1 | LC1G_3P_LC1G225_AC1_KUE | TeSys Giga 3P ¦ LC1G225**** ¦ 110kW@415V ¦ AC1 330A ¦ Coil 100–250VAC/DC | TeSys Giga 3P ¦ LC1G225**** ¦ 110kW@415V ¦ AC1 330A ¦ Coil 100–250VAC/DC | [9 empty] | SYSTEM_VOLTAGE_V | 415 | V | MOTOR_KW | 110 | kW | [18 empty] | MOTOR_KW | 110 | kW | DUTY_CURRENT | 330 | A | COIL | 100–250VAC/DC | - | [15 empty] | 3P | AC1 | 330 | A | AC/DC | 100 | AC/DC | [9 empty] | Schneider Electric | TeSys Giga | LC1G | LC1G225KUE |  | LC1G_3P_LC1G225_AC1_KUE |  |  | 57930 | INR | 2025-07-15 | Schneider WEF 15-Jul-2025 | Switching _All_WEF 15th Jul 25.pdf | 36 | TeSys Giga Power Contactors (3 Pole) |  | Switching _All_WEF 15th Jul 25.pdf ¦ Page 36 ¦ 3P ¦ Ref LC1G225**** ¦ AC1 ¦ Coil KUE | WORKING
Motor Control | Power Contactor | Power Contactor | CONTACTOR¦POWER_CONTACTOR | Power Contactor | LC1G_3P_LC1G225_AC3_EHE | Giga 3P LC1G225**** AC3 | LC1G_3P_LC1G225_AC3_EHE | TeSys Giga 3P ¦ LC1G225**** ¦ 110kW@415V ¦ AC3 225A ¦ Coil 48–130VAC/DC | TeSys Giga 3P ¦ LC1G225**** ¦ 110kW@415V ¦ AC3 225A ¦ Coil 48–130VAC/DC | [9 empty] | SYSTEM_VOLTAGE_V | 415 | V | MOTOR_KW | 110 | kW | [18 empty] | MOTOR_KW | 110 | kW | DUTY_CURRENT | 225 | A | COIL | 48–130VAC/DC | - | [15 empty] | 3P | AC3 | 225 | A | AC/DC | 48 | AC/DC | [9 empty] | Schneider Electric | TeSys Giga | LC1G | LC1G225EHE |  | LC1G_3P_LC1G225_AC3_EHE |  |  | 57930 | INR | 2025-07-15 | Schneider WEF 15-Jul-2025 | Switching _All_WEF 15th Jul 25.pdf | 36 | TeSys Giga Power Contactors (3 Pole) |  | Switching _All_WEF 15th Jul 25.pdf ¦ Page 36 ¦ 3P ¦ Ref LC1G225**** ¦ AC3 ¦ Coil EHE | WORKING
Motor Control | Power Contactor | Power Contactor | CONTACTOR¦POWER_CONTACTOR | Power Contactor | LC1G_3P_LC1G225_AC3_KUE | Giga 3P LC1G225**** AC3 | LC1G_3P_LC1G225_AC3_KUE | TeSys Giga 3P ¦ LC1G225**** ¦ 110kW@415V ¦ AC3 225A ¦ Coil 100–250VAC/DC | TeSys Giga 3P ¦ LC1G225**** ¦ 110kW@415V ¦ AC3 225A ¦ Coil 100–250VAC/DC | [9 empty] | SYSTEM_VOLTAGE_V | 415 | V | MOTOR_KW | 110 | kW | [18 empty] | MOTOR_KW | 110 | kW | DUTY_CURRENT | 225 | A | COIL | 100–250VAC/DC | - | [15 empty] | 3P | AC3 | 225 | A | AC/DC | 100 | AC/DC | [9 empty] | Schneider Electric | TeSys Giga | LC1G | LC1G225KUE |  | LC1G_3P_LC1G225_AC3_KUE |  |  | 57930 | INR | 2025-07-15 | Schneider WEF 15-Jul-2025 | Switching _All_WEF 15th Jul 25.pdf | 36 | TeSys Giga Power Contactors (3 Pole) |  | Switching _All_WEF 15th Jul 25.pdf ¦ Page 36 ¦ 3P ¦ Ref LC1G225**** ¦ AC3 ¦ Coil KUE | WORKING
Motor Control | Power Contactor | Power Contactor | CONTACTOR¦POWER_CONTACTOR | Power Contactor | LC1G_3P_LC1G330_AC1_EHE | Giga 3P LC1G330**** AC1 | LC1G_3P_LC1G330_AC1_EHE | TeSys Giga 3P ¦ LC1G330**** ¦ 160kW@415V ¦ AC1 440A ¦ Coil 48–130VAC/DC | TeSys Giga 3P ¦ LC1G330**** ¦ 160kW@415V ¦ AC1 440A ¦ Coil 48–130VAC/DC | [9 empty] | SYSTEM_VOLTAGE_V | 415 | V | MOTOR_KW | 160 | kW | [18 empty] | MOTOR_KW | 160 | kW | DUTY_CURRENT | 440 | A | COIL | 48–130VAC/DC | - | [15 empty] | 3P | AC1 | 440 | A | AC/DC | 48 | AC/DC | [9 empty] | Schneider Electric | TeSys Giga | LC1G | LC1G330EHE |  | LC1G_3P_LC1G330_AC1_EHE |  |  | 86105 | INR | 2025-07-15 | Schneider WEF 15-Jul-2025 | Switching _All_WEF 15th Jul 25.pdf | 36 | TeSys Giga Power Contactors (3 Pole) |  | Switching _All_WEF 15th Jul 25.pdf ¦ Page 36 ¦ 3P ¦ Ref LC1G330**** ¦ AC1 ¦ Coil EHE | WORKING
Motor Control | Power Contactor | Power Contactor | CONTACTOR¦POWER_CONTACTOR | Power Contactor | LC1G_3P_LC1G330_AC1_KUE | Giga 3P LC1G330**** AC1 | LC1G_3P_LC1G330_AC1_KUE | TeSys Giga 3P ¦ LC1G330**** ¦ 160kW@415V ¦ AC1 440A ¦ Coil 100–250VAC/DC | TeSys Giga 3P ¦ LC1G330**** ¦ 160kW@415V ¦ AC1 440A ¦ Coil 100–250VAC/DC | [9 empty] | SYSTEM_VOLTAGE_V | 415 | V | MOTOR_KW | 160 | kW | [18 empty] | MOTOR_KW | 160 | kW | DUTY_CURRENT | 440 | A | COIL | 100–250VAC/DC | - | [15 empty] | 3P | AC1 | 440 | A | AC/DC | 100 | AC/DC | [9 empty] | Schneider Electric | TeSys Giga | LC1G | LC1G330KUE |  | LC1G_3P_LC1G330_AC1_KUE |  |  | 86105 | INR | 2025-07-15 | Schneider WEF 15-Jul-2025 | Switching _All_WEF 15th Jul 25.pdf | 36 | TeSys Giga Power Contactors (3 Pole) |  | Switching _All_WEF 15th Jul 25.pdf ¦ Page 36 ¦ 3P ¦ Ref LC1G330**** ¦ AC1 ¦ Coil KUE | WORKING
Motor Control | Power Contactor | Power Contactor | CONTACTOR¦POWER_CONTACTOR | Power Contactor | LC1G_3P_LC1G330_AC3_EHE | Giga 3P LC1G330**** AC3 | LC1G_3P_LC1G330_AC3_EHE | TeSys Giga 3P ¦ LC1G330**** ¦ 160kW@415V ¦ AC3 330A ¦ Coil 48–130VAC/DC | TeSys Giga 3P ¦ LC1G330**** ¦ 160kW@415V ¦ AC3 330A ¦ Coil 48–130VAC/DC | [9 empty] | SYSTEM_VOLTAGE_V | 415 | V | MOTOR_KW | 160 | kW | [18 empty] | MOTOR_KW | 160 | kW | DUTY_CURRENT | 330 | A | COIL | 48–130VAC/DC | - | [15 empty] | 3P | AC3 | 330 | A | AC/DC | 48 | AC/DC | [9 empty] | Schneider Electric | TeSys Giga | LC1G | LC1G330EHE |  | LC1G_3P_LC1G330_AC3_EHE |  |  | 86105 | INR | 2025-07-15 | Schneider WEF 15-Jul-2025 | Switching _All_WEF 15th Jul 25.pdf | 36 | TeSys Giga Power Contactors (3 Pole) |  | Switching _All_WEF 15th Jul 25.pdf ¦ Page 36 ¦ 3P ¦ Ref LC1G330**** ¦ AC3 ¦ Coil EHE | WORKING
Motor Control | Power Contactor | Power Contactor | CONTACTOR¦POWER_CONTACTOR | Power Contactor | LC1G_3P_LC1G330_AC3_KUE | Giga 3P LC1G330**** AC3 | LC1G_3P_LC1G330_AC3_KUE | TeSys Giga 3P ¦ LC1G330**** ¦ 160kW@415V ¦ AC3 330A ¦ Coil 100–250VAC/DC | TeSys Giga 3P ¦ LC1G330**** ¦ 160kW@415V ¦ AC3 330A ¦ Coil 100–250VAC/DC | [9 empty] | SYSTEM_VOLTAGE_V | 415 | V | MOTOR_KW | 160 | kW | [18 empty] | MOTOR_KW | 160 | kW | DUTY_CURRENT | 330 | A | COIL | 100–250VAC/DC | - | [15 empty] | 3P | AC3 | 330 | A | AC/DC | 100 | AC/DC | [9 empty] | Schneider Electric | TeSys Giga | LC1G | LC1G330KUE |  | LC1G_3P_LC1G330_AC3_KUE |  |  | 86105 | INR | 2025-07-15 | Schneider WEF 15-Jul-2025 | Switching _All_WEF 15th Jul 25.pdf | 36 | TeSys Giga Power Contactors (3 Pole) |  | Switching _All_WEF 15th Jul 25.pdf ¦ Page 36 ¦ 3P ¦ Ref LC1G330**** ¦ AC3 ¦ Coil KUE | WORKING
Motor Control | Power Contactor | Power Contactor | CONTACTOR¦POWER_CONTACTOR | Power Contactor | LC1G_3P_LC1G500_AC1_EHE | Giga 3P LC1G500**** AC1 | LC1G_3P_LC1G500_AC1_EHE | TeSys Giga 3P ¦ LC1G500**** ¦ 250kW@415V ¦ AC1 700A ¦ Coil 48–130VAC/DC | TeSys Giga 3P ¦ LC1G500**** ¦ 250kW@415V ¦ AC1 700A ¦ Coil 48–130VAC/DC | [9 empty] | SYSTEM_VOLTAGE_V | 415 | V | MOTOR_KW | 250 | kW | [18 empty] | MOTOR_KW | 250 | kW | DUTY_CURRENT | 700 | A | COIL | 48–130VAC/DC | - | [15 empty] | 3P | AC1 | 700 | A | AC/DC | 48 | AC/DC | [9 empty] | Schneider Electric | TeSys Giga | LC1G | LC1G500EHE |  | LC1G_3P_LC1G500_AC1_EHE |  |  | 144365 | INR | 2025-07-15 | Schneider WEF 15-Jul-2025 | Switching _All_WEF 15th Jul 25.pdf | 36 | TeSys Giga Power Contactors (3 Pole) |  | Switching _All_WEF 15th Jul 25.pdf ¦ Page 36 ¦ 3P ¦ Ref LC1G500**** ¦ AC1 ¦ Coil EHE | WORKING
Motor Control | Power Contactor | Power Contactor | CONTACTOR¦POWER_CONTACTOR | Power Contactor | LC1G_3P_LC1G500_AC1_KUE | Giga 3P LC1G500**** AC1 | LC1G_3P_LC1G500_AC1_KUE | TeSys Giga 3P ¦ LC1G500**** ¦ 250kW@415V ¦ AC1 700A ¦ Coil 100–250VAC/DC | TeSys Giga 3P ¦ LC1G500**** ¦ 250kW@415V ¦ AC1 700A ¦ Coil 100–250VAC/DC | [9 empty] | SYSTEM_VOLTAGE_V | 415 | V | MOTOR_KW | 250 | kW | [18 empty] | MOTOR_KW | 250 | kW | DUTY_CURRENT | 700 | A | COIL | 100–250VAC/DC | - | [15 empty] | 3P | AC1 | 700 | A | AC/DC | 100 | AC/DC | [9 empty] | Schneider Electric | TeSys Giga | LC1G | LC1G500KUE |  | LC1G_3P_LC1G500_AC1_KUE |  |  | 144365 | INR | 2025-07-15 | Schneider WEF 15-Jul-2025 | Switching _All_WEF 15th Jul 25.pdf | 36 | TeSys Giga Power Contactors (3 Pole) |  | Switching _All_WEF 15th Jul 25.pdf ¦ Page 36 ¦ 3P ¦ Ref LC1G500**** ¦ AC1 ¦ Coil KUE | WORKING
Motor Control | Power Contactor | Power Contactor | CONTACTOR¦POWER_CONTACTOR | Power Contactor | LC1G_3P_LC1G500_AC3_EHE | Giga 3P LC1G500**** AC3 | LC1G_3P_LC1G500_AC3_EHE | TeSys Giga 3P ¦ LC1G500**** ¦ 250kW@415V ¦ AC3 500A ¦ Coil 48–130VAC/DC | TeSys Giga 3P ¦ LC1G500**** ¦ 250kW@415V ¦ AC3 500A ¦ Coil 48–130VAC/DC | [9 empty] | SYSTEM_VOLTAGE_V | 415 | V | MOTOR_KW | 250 | kW | [18 empty] | MOTOR_KW | 250 | kW | DUTY_CURRENT | 500 | A | COIL | 48–130VAC/DC | - | [15 empty] | 3P | AC3 | 500 | A | AC/DC | 48 | AC/DC | [9 empty] | Schneider Electric | TeSys Giga | LC1G | LC1G500EHE |  | LC1G_3P_LC1G500_AC3_EHE |  |  | 144365 | INR | 2025-07-15 | Schneider WEF 15-Jul-2025 | Switching _All_WEF 15th Jul 25.pdf | 36 | TeSys Giga Power Contactors (3 Pole) |  | Switching _All_WEF 15th Jul 25.pdf ¦ Page 36 ¦ 3P ¦ Ref LC1G500**** ¦ AC3 ¦ Coil EHE | WORKING
Motor Control | Power Contactor | Power Contactor | CONTACTOR¦POWER_CONTACTOR | Power Contactor | LC1G_3P_LC1G500_AC3_KUE | Giga 3P LC1G500**** AC3 | LC1G_3P_LC1G500_AC3_KUE | TeSys Giga 3P ¦ LC1G500**** ¦ 250kW@415V ¦ AC3 500A ¦ Coil 100–250VAC/DC | TeSys Giga 3P ¦ LC1G500**** ¦ 250kW@415V ¦ AC3 500A ¦ Coil 100–250VAC/DC | [9 empty] | SYSTEM_VOLTAGE_V | 415 | V | MOTOR_KW | 250 | kW | [18 empty] | MOTOR_KW | 250 | kW | DUTY_CURRENT | 500 | A | COIL | 100–250VAC/DC | - | [15 empty] | 3P | AC3 | 500 | A | AC/DC | 100 | AC/DC | [9 empty] | Schneider Electric | TeSys Giga | LC1G | LC1G500KUE |  | LC1G_3P_LC1G500_AC3_KUE |  |  | 144365 | INR | 2025-07-15 | Schneider WEF 15-Jul-2025 | Switching _All_WEF 15th Jul 25.pdf | 36 | TeSys Giga Power Contactors (3 Pole) |  | Switching _All_WEF 15th Jul 25.pdf ¦ Page 36 ¦ 3P ¦ Ref LC1G500**** ¦ AC3 ¦ Coil KUE | WORKING
Motor Control | Power Contactor | Power Contactor | CONTACTOR¦POWER_CONTACTOR | Power Contactor | LC1G_3P_LC1G800_AC1_EHE | Giga 3P LC1G800**** AC1 | LC1G_3P_LC1G800_AC1_EHE | TeSys Giga 3P ¦ LC1G800**** ¦ 450kW@415V ¦ AC1 1050A ¦ Coil 48–130VAC/DC | TeSys Giga 3P ¦ LC1G800**** ¦ 450kW@415V ¦ AC1 1050A ¦ Coil 48–130VAC/DC | [9 empty] | SYSTEM_VOLTAGE_V | 415 | V | MOTOR_KW | 450 | kW | [18 empty] | MOTOR_KW | 450 | kW | DUTY_CURRENT | 1050 | A | COIL | 48–130VAC/DC | - | [15 empty] | 3P | AC1 | 1050 | A | AC/DC | 48 | AC/DC | [9 empty] | Schneider Electric | TeSys Giga | LC1G | LC1G800EHE |  | LC1G_3P_LC1G800_AC1_EHE |  |  |  | INR | 2025-07-15 | Schneider WEF 15-Jul-2025 | Switching _All_WEF 15th Jul 25.pdf | 36 | TeSys Giga Power Contactors (3 Pole) |  | Switching _All_WEF 15th Jul 25.pdf ¦ Page 36 ¦ 3P ¦ Ref LC1G800**** ¦ AC1 ¦ Coil EHE ¦ On Request | ON_REQUEST
Motor Control | Power Contactor | Power Contactor | CONTACTOR¦POWER_CONTACTOR | Power Contactor | LC1G_3P_LC1G800_AC1_KUE | Giga 3P LC1G800**** AC1 | LC1G_3P_LC1G800_AC1_KUE | TeSys Giga 3P ¦ LC1G800**** ¦ 450kW@415V ¦ AC1 1050A ¦ Coil 100–250VAC/DC | TeSys Giga 3P ¦ LC1G800**** ¦ 450kW@415V ¦ AC1 1050A ¦ Coil 100–250VAC/DC | [9 empty] | SYSTEM_VOLTAGE_V | 415 | V | MOTOR_KW | 450 | kW | [18 empty] | MOTOR_KW | 450 | kW | DUTY_CURRENT | 1050 | A | COIL | 100–250VAC/DC | - | [15 empty] | 3P | AC1 | 1050 | A | AC/DC | 100 | AC/DC | [9 empty] | Schneider Electric | TeSys Giga | LC1G | LC1G800KUE |  | LC1G_3P_LC1G800_AC1_KUE |  |  |  | INR | 2025-07-15 | Schneider WEF 15-Jul-2025 | Switching _All_WEF 15th Jul 25.pdf | 36 | TeSys Giga Power Contactors (3 Pole) |  | Switching _All_WEF 15th Jul 25.pdf ¦ Page 36 ¦ 3P ¦ Ref LC1G800**** ¦ AC1 ¦ Coil KUE ¦ On Request | ON_REQUEST
Motor Control | Power Contactor | Power Contactor | CONTACTOR¦POWER_CONTACTOR | Power Contactor | LC1G_3P_LC1G800_AC3_EHE | Giga 3P LC1G800**** AC3 | LC1G_3P_LC1G800_AC3_EHE | TeSys Giga 3P ¦ LC1G800**** ¦ 450kW@415V ¦ AC3 800A ¦ Coil 48–130VAC/DC | TeSys Giga 3P ¦ LC1G800**** ¦ 450kW@415V ¦ AC3 800A ¦ Coil 48–130VAC/DC | [9 empty] | SYSTEM_VOLTAGE_V | 415 | V | MOTOR_KW | 450 | kW | [18 empty] | MOTOR_KW | 450 | kW | DUTY_CURRENT | 800 | A | COIL | 48–130VAC/DC | - | [15 empty] | 3P | AC3 | 800 | A | AC/DC | 48 | AC/DC | [9 empty] | Schneider Electric | TeSys Giga | LC1G | LC1G800EHE |  | LC1G_3P_LC1G800_AC3_EHE |  |  |  | INR | 2025-07-15 | Schneider WEF 15-Jul-2025 | Switching _All_WEF 15th Jul 25.pdf | 36 | TeSys Giga Power Contactors (3 Pole) |  | Switching _All_WEF 15th Jul 25.pdf ¦ Page 36 ¦ 3P ¦ Ref LC1G800**** ¦ AC3 ¦ Coil EHE ¦ On Request | ON_REQUEST
Motor Control | Power Contactor | Power Contactor | CONTACTOR¦POWER_CONTACTOR | Power Contactor | LC1G_3P_LC1G800_AC3_KUE | Giga 3P LC1G800**** AC3 | LC1G_3P_LC1G800_AC3_KUE | TeSys Giga 3P ¦ LC1G800**** ¦ 450kW@415V ¦ AC3 800A ¦ Coil 100–250VAC/DC | TeSys Giga 3P ¦ LC1G800**** ¦ 450kW@415V ¦ AC3 800A ¦ Coil 100–250VAC/DC | [9 empty] | SYSTEM_VOLTAGE_V | 415 | V | MOTOR_KW | 450 | kW | [18 empty] | MOTOR_KW | 450 | kW | DUTY_CURRENT | 800 | A | COIL | 100–250VAC/DC | - | [15 empty] | 3P | AC3 | 800 | A | AC/DC | 100 | AC/DC | [9 empty] | Schneider Electric | TeSys Giga | LC1G | LC1G800KUE |  | LC1G_3P_LC1G800_AC3_KUE |  |  |  | INR | 2025-07-15 | Schneider WEF 15-Jul-2025 | Switching _All_WEF 15th Jul 25.pdf | 36 | TeSys Giga Power Contactors (3 Pole) |  | Switching _All_WEF 15th Jul 25.pdf ¦ Page 36 ¦ 3P ¦ Ref LC1G800**** ¦ AC3 ¦ Coil KUE ¦ On Request | ON_REQUEST
Motor Control | Power Contactor | Power Contactor | CONTACTOR¦POWER_CONTACTOR | Power Contactor | LC1G_4P_LC1G1154_4NO_EHE | Giga 4P LC1G1154**** 4NO | LC1G_4P_LC1G1154_4NO_EHE | TeSys Giga 4P ¦ LC1G1154**** ¦ 4NO ¦ AC1 250A ¦ Coil 48–130VAC/DC | TeSys Giga 4P ¦ LC1G1154**** ¦ 4NO ¦ AC1 250A ¦ Coil 48–130VAC/DC | POLE_COMP_4NO | [8 empty] | SYSTEM_VOLTAGE_V | 415 | V | MOTOR_KW |  | kW | [21 empty] | DUTY_CURRENT | 250 | A | COIL | 48–130VAC/DC | - | [15 empty] | 4P | AC1 | 250 | A | AC/DC | 48 | AC/DC | [9 empty] | Schneider Electric | TeSys Giga | LC1G | LC1G1154EHE |  | LC1G_4P_LC1G1154_4NO_EHE |  |  | 56030 | INR | 2025-07-15 | Schneider WEF 15-Jul-2025 | Switching _All_WEF 15th Jul 25.pdf | 36 | TeSys Giga Power Contactors (4 Pole) |  | Switching _All_WEF 15th Jul 25.pdf ¦ Page 36 ¦ 4P ¦ Ref LC1G1154**** ¦ 4NO ¦ Coil EHE | WORKING
Motor Control | Power Contactor | Power Contactor | CONTACTOR¦POWER_CONTACTOR | Power Contactor | LC1G_4P_LC1G1154_4NO_KUE | Giga 4P LC1G1154**** 4NO | LC1G_4P_LC1G1154_4NO_KUE | TeSys Giga 4P ¦ LC1G1154**** ¦ 4NO ¦ AC1 250A ¦ Coil 100–250VAC/DC | TeSys Giga 4P ¦ LC1G1154**** ¦ 4NO ¦ AC1 250A ¦ Coil 100–250VAC/DC | POLE_COMP_4NO | [8 empty] | SYSTEM_VOLTAGE_V | 415 | V | MOTOR_KW |  | kW | [21 empty] | DUTY_CURRENT | 250 | A | COIL | 100–250VAC/DC | - | [15 empty] | 4P | AC1 | 250 | A | AC/DC | 100 | AC/DC | [9 empty] | Schneider Electric | TeSys Giga | LC1G | LC1G1154KUE |  | LC1G_4P_LC1G1154_4NO_KUE |  |  | 56030 | INR | 2025-07-15 | Schneider WEF 15-Jul-2025 | Switching _All_WEF 15th Jul 25.pdf | 36 | TeSys Giga Power Contactors (4 Pole) |  | Switching _All_WEF 15th Jul 25.pdf ¦ Page 36 ¦ 4P ¦ Ref LC1G1154**** ¦ 4NO ¦ Coil KUE | WORKING
Motor Control | Power Contactor | Power Contactor | CONTACTOR¦POWER_CONTACTOR | Power Contactor | LC1G_4P_LC1G1504_4NO_EHE | Giga 4P LC1G1504**** 4NO | LC1G_4P_LC1G1504_4NO_EHE | TeSys Giga 4P ¦ LC1G1504**** ¦ 4NO ¦ AC1 275A ¦ Coil 48–130VAC/DC | TeSys Giga 4P ¦ LC1G1504**** ¦ 4NO ¦ AC1 275A ¦ Coil 48–130VAC/DC | POLE_COMP_4NO | [8 empty] | SYSTEM_VOLTAGE_V | 415 | V | MOTOR_KW |  | kW | [21 empty] | DUTY_CURRENT | 275 | A | COIL | 48–130VAC/DC | - | [15 empty] | 4P | AC1 | 275 | A | AC/DC | 48 | AC/DC | [9 empty] | Schneider Electric | TeSys Giga | LC1G | LC1G1504EHE |  | LC1G_4P_LC1G1504_4NO_EHE |  |  | 66665 | INR | 2025-07-15 | Schneider WEF 15-Jul-2025 | Switching _All_WEF 15th Jul 25.pdf | 36 | TeSys Giga Power Contactors (4 Pole) |  | Switching _All_WEF 15th Jul 25.pdf ¦ Page 36 ¦ 4P ¦ Ref LC1G1504**** ¦ 4NO ¦ Coil EHE | WORKING
Motor Control | Power Contactor | Power Contactor | CONTACTOR¦POWER_CONTACTOR | Power Contactor | LC1G_4P_LC1G1504_4NO_KUE | Giga 4P LC1G1504**** 4NO | LC1G_4P_LC1G1504_4NO_KUE | TeSys Giga 4P ¦ LC1G1504**** ¦ 4NO ¦ AC1 275A ¦ Coil 100–250VAC/DC | TeSys Giga 4P ¦ LC1G1504**** ¦ 4NO ¦ AC1 275A ¦ Coil 100–250VAC/DC | POLE_COMP_4NO | [8 empty] | SYSTEM_VOLTAGE_V | 415 | V | MOTOR_KW |  | kW | [21 empty] | DUTY_CURRENT | 275 | A | COIL | 100–250VAC/DC | - | [15 empty] | 4P | AC1 | 275 | A | AC/DC | 100 | AC/DC | [9 empty] | Schneider Electric | TeSys Giga | LC1G | LC1G1504KUE |  | LC1G_4P_LC1G1504_4NO_KUE |  |  | 66665 | INR | 2025-07-15 | Schneider WEF 15-Jul-2025 | Switching _All_WEF 15th Jul 25.pdf | 36 | TeSys Giga Power Contactors (4 Pole) |  | Switching _All_WEF 15th Jul 25.pdf ¦ Page 36 ¦ 4P ¦ Ref LC1G1504**** ¦ 4NO ¦ Coil KUE | WORKING
Motor Control | Power Contactor | Power Contactor | CONTACTOR¦POWER_CONTACTOR | Power Contactor | LC1G_4P_LC1G1854_4NO_EHE | Giga 4P LC1G1854**** 4NO | LC1G_4P_LC1G1854_4NO_EHE | TeSys Giga 4P ¦ LC1G1854**** ¦ 4NO ¦ AC1 305A ¦ Coil 48–130VAC/DC | TeSys Giga 4P ¦ LC1G1854**** ¦ 4NO ¦ AC1 305A ¦ Coil 48–130VAC/DC | POLE_COMP_4NO | [8 empty] | SYSTEM_VOLTAGE_V | 415 | V | MOTOR_KW |  | kW | [21 empty] | DUTY_CURRENT | 305 | A | COIL | 48–130VAC/DC | - | [15 empty] | 4P | AC1 | 305 | A | AC/DC | 48 | AC/DC | [9 empty] | Schneider Electric | TeSys Giga | LC1G | LC1G1854EHE |  | LC1G_4P_LC1G1854_4NO_EHE |  |  | 83300 | INR | 2025-07-15 | Schneider WEF 15-Jul-2025 | Switching _All_WEF 15th Jul 25.pdf | 36 | TeSys Giga Power Contactors (4 Pole) |  | Switching _All_WEF 15th Jul 25.pdf ¦ Page 36 ¦ 4P ¦ Ref LC1G1854**** ¦ 4NO ¦ Coil EHE | WORKING
Motor Control | Power Contactor | Power Contactor | CONTACTOR¦POWER_CONTACTOR | Power Contactor | LC1G_4P_LC1G1854_4NO_KUE | Giga 4P LC1G1854**** 4NO | LC1G_4P_LC1G1854_4NO_KUE | TeSys Giga 4P ¦ LC1G1854**** ¦ 4NO ¦ AC1 305A ¦ Coil 100–250VAC/DC | TeSys Giga 4P ¦ LC1G1854**** ¦ 4NO ¦ AC1 305A ¦ Coil 100–250VAC/DC | POLE_COMP_4NO | [8 empty] | SYSTEM_VOLTAGE_V | 415 | V | MOTOR_KW |  | kW | [21 empty] | DUTY_CURRENT | 305 | A | COIL | 100–250VAC/DC | - | [15 empty] | 4P | AC1 | 305 | A | AC/DC | 100 | AC/DC | [9 empty] | Schneider Electric | TeSys Giga | LC1G | LC1G1854KUE |  | LC1G_4P_LC1G1854_4NO_KUE |  |  | 83300 | INR | 2025-07-15 | Schneider WEF 15-Jul-2025 | Switching _All_WEF 15th Jul 25.pdf | 36 | TeSys Giga Power Contactors (4 Pole) |  | Switching _All_WEF 15th Jul 25.pdf ¦ Page 36 ¦ 4P ¦ Ref LC1G1854**** ¦ 4NO ¦ Coil KUE | WORKING
Motor Control | Power Contactor | Power Contactor | CONTACTOR¦POWER_CONTACTOR | Power Contactor | LC1G_4P_LC1G2254_4NO_EHE | Giga 4P LC1G2254**** 4NO | LC1G_4P_LC1G2254_4NO_EHE | TeSys Giga 4P ¦ LC1G2254**** ¦ 4NO ¦ AC1 330A ¦ Coil 48–130VAC/DC | TeSys Giga 4P ¦ LC1G2254**** ¦ 4NO ¦ AC1 330A ¦ Coil 48–130VAC/DC | POLE_COMP_4NO | [8 empty] | SYSTEM_VOLTAGE_V | 415 | V | MOTOR_KW |  | kW | [21 empty] | DUTY_CURRENT | 330 | A | COIL | 48–130VAC/DC | - | [15 empty] | 4P | AC1 | 330 | A | AC/DC | 48 | AC/DC | [9 empty] | Schneider Electric | TeSys Giga | LC1G | LC1G2254EHE |  | LC1G_4P_LC1G2254_4NO_EHE |  |  | 97850 | INR | 2025-07-15 | Schneider WEF 15-Jul-2025 | Switching _All_WEF 15th Jul 25.pdf | 36 | TeSys Giga Power Contactors (4 Pole) |  | Switching _All_WEF 15th Jul 25.pdf ¦ Page 36 ¦ 4P ¦ Ref LC1G2254**** ¦ 4NO ¦ Coil EHE | WORKING
Motor Control | Power Contactor | Power Contactor | CONTACTOR¦POWER_CONTACTOR | Power Contactor | LC1G_4P_LC1G2254_4NO_KUE | Giga 4P LC1G2254**** 4NO | LC1G_4P_LC1G2254_4NO_KUE | TeSys Giga 4P ¦ LC1G2254**** ¦ 4NO ¦ AC1 330A ¦ Coil 100–250VAC/DC | TeSys Giga 4P ¦ LC1G2254**** ¦ 4NO ¦ AC1 330A ¦ Coil 100–250VAC/DC | POLE_COMP_4NO | [8 empty] | SYSTEM_VOLTAGE_V | 415 | V | MOTOR_KW |  | kW | [21 empty] | DUTY_CURRENT | 330 | A | COIL | 100–250VAC/DC | - | [15 empty] | 4P | AC1 | 330 | A | AC/DC | 100 | AC/DC | [9 empty] | Schneider Electric | TeSys Giga | LC1G | LC1G2254KUE |  | LC1G_4P_LC1G2254_4NO_KUE |  |  | 97850 | INR | 2025-07-15 | Schneider WEF 15-Jul-2025 | Switching _All_WEF 15th Jul 25.pdf | 36 | TeSys Giga Power Contactors (4 Pole) |  | Switching _All_WEF 15th Jul 25.pdf ¦ Page 36 ¦ 4P ¦ Ref LC1G2254**** ¦ 4NO ¦ Coil KUE | WORKING
Motor Control | Power Contactor | Power Contactor | CONTACTOR¦POWER_CONTACTOR | Power Contactor | LC1G_4P_LC1G2654_4NO_EHE | Giga 4P LC1G2654**** 4NO | LC1G_4P_LC1G2654_4NO_EHE | TeSys Giga 4P ¦ LC1G2654**** ¦ 4NO ¦ AC1 385A ¦ Coil 48–130VAC/DC | TeSys Giga 4P ¦ LC1G2654**** ¦ 4NO ¦ AC1 385A ¦ Coil 48–130VAC/DC | POLE_COMP_4NO | [8 empty] | SYSTEM_VOLTAGE_V | 415 | V | MOTOR_KW |  | kW | [21 empty] | DUTY_CURRENT | 385 | A | COIL | 48–130VAC/DC | - | [15 empty] | 4P | AC1 | 385 | A | AC/DC | 48 | AC/DC | [9 empty] | Schneider Electric | TeSys Giga | LC1G | LC1G2654EHE |  | LC1G_4P_LC1G2654_4NO_EHE |  |  | 109400 | INR | 2025-07-15 | Schneider WEF 15-Jul-2025 | Switching _All_WEF 15th Jul 25.pdf | 36 | TeSys Giga Power Contactors (4 Pole) |  | Switching _All_WEF 15th Jul 25.pdf ¦ Page 36 ¦ 4P ¦ Ref LC1G2654**** ¦ 4NO ¦ Coil EHE | WORKING
Motor Control | Power Contactor | Power Contactor | CONTACTOR¦POWER_CONTACTOR | Power Contactor | LC1G_4P_LC1G2654_4NO_KUE | Giga 4P LC1G2654**** 4NO | LC1G_4P_LC1G2654_4NO_KUE | TeSys Giga 4P ¦ LC1G2654**** ¦ 4NO ¦ AC1 385A ¦ Coil 100–250VAC/DC | TeSys Giga 4P ¦ LC1G2654**** ¦ 4NO ¦ AC1 385A ¦ Coil 100–250VAC/DC | POLE_COMP_4NO | [8 empty] | SYSTEM_VOLTAGE_V | 415 | V | MOTOR_KW |  | kW | [21 empty] | DUTY_CURRENT | 385 | A | COIL | 100–250VAC/DC | - | [15 empty] | 4P | AC1 | 385 | A | AC/DC | 100 | AC/DC | [9 empty] | Schneider Electric | TeSys Giga | LC1G | LC1G2654KUE |  | LC1G_4P_LC1G2654_4NO_KUE |  |  | 109400 | INR | 2025-07-15 | Schneider WEF 15-Jul-2025 | Switching _All_WEF 15th Jul 25.pdf | 36 | TeSys Giga Power Contactors (4 Pole) |  | Switching _All_WEF 15th Jul 25.pdf ¦ Page 36 ¦ 4P ¦ Ref LC1G2654**** ¦ 4NO ¦ Coil KUE | WORKING
Motor Control | Power Contactor | Power Contactor | CONTACTOR¦POWER_CONTACTOR | Power Contactor | LC1G_4P_LC1G3304_4NO_EHE | Giga 4P LC1G3304**** 4NO | LC1G_4P_LC1G3304_4NO_EHE | TeSys Giga 4P ¦ LC1G3304**** ¦ 4NO ¦ AC1 440A ¦ Coil 48–130VAC/DC | TeSys Giga 4P ¦ LC1G3304**** ¦ 4NO ¦ AC1 440A ¦ Coil 48–130VAC/DC | POLE_COMP_4NO | [8 empty] | SYSTEM_VOLTAGE_V | 415 | V | MOTOR_KW |  | kW | [21 empty] | DUTY_CURRENT | 440 | A | COIL | 48–130VAC/DC | - | [15 empty] | 4P | AC1 | 440 | A | AC/DC | 48 | AC/DC | [9 empty] | Schneider Electric | TeSys Giga | LC1G | LC1G3304EHE |  | LC1G_4P_LC1G3304_4NO_EHE |  |  | 127315 | INR | 2025-07-15 | Schneider WEF 15-Jul-2025 | Switching _All_WEF 15th Jul 25.pdf | 36 | TeSys Giga Power Contactors (4 Pole) |  | Switching _All_WEF 15th Jul 25.pdf ¦ Page 36 ¦ 4P ¦ Ref LC1G3304**** ¦ 4NO ¦ Coil EHE | WORKING
Motor Control | Power Contactor | Power Contactor | CONTACTOR¦POWER_CONTACTOR | Power Contactor | LC1G_4P_LC1G3304_4NO_KUE | Giga 4P LC1G3304**** 4NO | LC1G_4P_LC1G3304_4NO_KUE | TeSys Giga 4P ¦ LC1G3304**** ¦ 4NO ¦ AC1 440A ¦ Coil 100–250VAC/DC | TeSys Giga 4P ¦ LC1G3304**** ¦ 4NO ¦ AC1 440A ¦ Coil 100–250VAC/DC | POLE_COMP_4NO | [8 empty] | SYSTEM_VOLTAGE_V | 415 | V | MOTOR_KW |  | kW | [21 empty] | DUTY_CURRENT | 440 | A | COIL | 100–250VAC/DC | - | [15 empty] | 4P | AC1 | 440 | A | AC/DC | 100 | AC/DC | [9 empty] | Schneider Electric | TeSys Giga | LC1G | LC1G3304KUE |  | LC1G_4P_LC1G3304_4NO_KUE |  |  | 127315 | INR | 2025-07-15 | Schneider WEF 15-Jul-2025 | Switching _All_WEF 15th Jul 25.pdf | 36 | TeSys Giga Power Contactors (4 Pole) |  | Switching _All_WEF 15th Jul 25.pdf ¦ Page 36 ¦ 4P ¦ Ref LC1G3304**** ¦ 4NO ¦ Coil KUE | WORKING
Motor Control | Power Contactor | Power Contactor | CONTACTOR¦POWER_CONTACTOR | Power Contactor | LC1G_4P_LC1G4004_4NO_EHE | Giga 4P LC1G4004**** 4NO | LC1G_4P_LC1G4004_4NO_EHE | TeSys Giga 4P ¦ LC1G4004**** ¦ 4NO ¦ AC1 550A ¦ Coil 48–130VAC/DC | TeSys Giga 4P ¦ LC1G4004**** ¦ 4NO ¦ AC1 550A ¦ Coil 48–130VAC/DC | POLE_COMP_4NO | [8 empty] | SYSTEM_VOLTAGE_V | 415 | V | MOTOR_KW |  | kW | [21 empty] | DUTY_CURRENT | 550 | A | COIL | 48–130VAC/DC | - | [15 empty] | 4P | AC1 | 550 | A | AC/DC | 48 | AC/DC | [9 empty] | Schneider Electric | TeSys Giga | LC1G | LC1G4004EHE |  | LC1G_4P_LC1G4004_4NO_EHE |  |  | 158225 | INR | 2025-07-15 | Schneider WEF 15-Jul-2025 | Switching _All_WEF 15th Jul 25.pdf | 36 | TeSys Giga Power Contactors (4 Pole) |  | Switching _All_WEF 15th Jul 25.pdf ¦ Page 36 ¦ 4P ¦ Ref LC1G4004**** ¦ 4NO ¦ Coil EHE | WORKING
Motor Control | Power Contactor | Power Contactor | CONTACTOR¦POWER_CONTACTOR | Power Contactor | LC1G_4P_LC1G4004_4NO_KUE | Giga 4P LC1G4004**** 4NO | LC1G_4P_LC1G4004_4NO_KUE | TeSys Giga 4P ¦ LC1G4004**** ¦ 4NO ¦ AC1 550A ¦ Coil 100–250VAC/DC | TeSys Giga 4P ¦ LC1G4004**** ¦ 4NO ¦ AC1 550A ¦ Coil 100–250VAC/DC | POLE_COMP_4NO | [8 empty] | SYSTEM_VOLTAGE_V | 415 | V | MOTOR_KW |  | kW | [21 empty] | DUTY_CURRENT | 550 | A | COIL | 100–250VAC/DC | - | [15 empty] | 4P | AC1 | 550 | A | AC/DC | 100 | AC/DC | [9 empty] | Schneider Electric | TeSys Giga | LC1G | LC1G4004KUE |  | LC1G_4P_LC1G4004_4NO_KUE |  |  | 158225 | INR | 2025-07-15 | Schneider WEF 15-Jul-2025 | Switching _All_WEF 15th Jul 25.pdf | 36 | TeSys Giga Power Contactors (4 Pole) |  | Switching _All_WEF 15th Jul 25.pdf ¦ Page 36 ¦ 4P ¦ Ref LC1G4004**** ¦ 4NO ¦ Coil KUE | WORKING
Motor Control | Power Contactor | Power Contactor | CONTACTOR¦POWER_CONTACTOR | Power Contactor | LC1G_4P_LC1G5004_4NO_EHE | Giga 4P LC1G5004**** 4NO | LC1G_4P_LC1G5004_4NO_EHE | TeSys Giga 4P ¦ LC1G5004**** ¦ 4NO ¦ AC1 700A ¦ Coil 48–130VAC/DC | TeSys Giga 4P ¦ LC1G5004**** ¦ 4NO ¦ AC1 700A ¦ Coil 48–130VAC/DC | POLE_COMP_4NO | [8 empty] | SYSTEM_VOLTAGE_V | 415 | V | MOTOR_KW |  | kW | [21 empty] | DUTY_CURRENT | 700 | A | COIL | 48–130VAC/DC | - | [15 empty] | 4P | AC1 | 700 | A | AC/DC | 48 | AC/DC | [9 empty] | Schneider Electric | TeSys Giga | LC1G | LC1G5004EHE |  | LC1G_4P_LC1G5004_4NO_EHE |  |  | 233175 | INR | 2025-07-15 | Schneider WEF 15-Jul-2025 | Switching _All_WEF 15th Jul 25.pdf | 36 | TeSys Giga Power Contactors (4 Pole) |  | Switching _All_WEF 15th Jul 25.pdf ¦ Page 36 ¦ 4P ¦ Ref LC1G5004**** ¦ 4NO ¦ Coil EHE | WORKING
Motor Control | Power Contactor | Power Contactor | CONTACTOR¦POWER_CONTACTOR | Power Contactor | LC1G_4P_LC1G5004_4NO_KUE | Giga 4P LC1G5004**** 4NO | LC1G_4P_LC1G5004_4NO_KUE | TeSys Giga 4P ¦ LC1G5004**** ¦ 4NO ¦ AC1 700A ¦ Coil 100–250VAC/DC | TeSys Giga 4P ¦ LC1G5004**** ¦ 4NO ¦ AC1 700A ¦ Coil 100–250VAC/DC | POLE_COMP_4NO | [8 empty] | SYSTEM_VOLTAGE_V | 415 | V | MOTOR_KW |  | kW | [21 empty] | DUTY_CURRENT | 700 | A | COIL | 100–250VAC/DC | - | [15 empty] | 4P | AC1 | 700 | A | AC/DC | 100 | AC/DC | [9 empty] | Schneider Electric | TeSys Giga | LC1G | LC1G5004KUE |  | LC1G_4P_LC1G5004_4NO_KUE |  |  | 233175 | INR | 2025-07-15 | Schneider WEF 15-Jul-2025 | Switching _All_WEF 15th Jul 25.pdf | 36 | TeSys Giga Power Contactors (4 Pole) |  | Switching _All_WEF 15th Jul 25.pdf ¦ Page 36 ¦ 4P ¦ Ref LC1G5004**** ¦ 4NO ¦ Coil KUE | WORKING
Motor Control | Power Contactor | Power Contactor | CONTACTOR¦POWER_CONTACTOR | Power Contactor | LC1G_4P_LC1G6304_4NO_EHE | Giga 4P LC1G6304**** 4NO | LC1G_4P_LC1G6304_4NO_EHE | TeSys Giga 4P ¦ LC1G6304**** ¦ 4NO ¦ AC1 1050A ¦ Coil 48–130VAC/DC | TeSys Giga 4P ¦ LC1G6304**** ¦ 4NO ¦ AC1 1050A ¦ Coil 48–130VAC/DC | POLE_COMP_4NO | [8 empty] | SYSTEM_VOLTAGE_V | 415 | V | MOTOR_KW |  | kW | [21 empty] | DUTY_CURRENT | 1050 | A | COIL | 48–130VAC/DC | - | [15 empty] | 4P | AC1 | 1050 | A | AC/DC | 48 | AC/DC | [9 empty] | Schneider Electric | TeSys Giga | LC1G | LC1G6304EHE |  | LC1G_4P_LC1G6304_4NO_EHE |  |  |  | INR | 2025-07-15 | Schneider WEF 15-Jul-2025 | Switching _All_WEF 15th Jul 25.pdf | 36 | TeSys Giga Power Contactors (4 Pole) |  | Switching _All_WEF 15th Jul 25.pdf ¦ Page 36 ¦ 4P ¦ Ref LC1G6304**** ¦ 4NO ¦ Coil EHE ¦ On Request | ON_REQUEST
Motor Control | Power Contactor | Power Contactor | CONTACTOR¦POWER_CONTACTOR | Power Contactor | LC1G_4P_LC1G6304_4NO_KUE | Giga 4P LC1G6304**** 4NO | LC1G_4P_LC1G6304_4NO_KUE | TeSys Giga 4P ¦ LC1G6304**** ¦ 4NO ¦ AC1 1050A ¦ Coil 100–250VAC/DC | TeSys Giga 4P ¦ LC1G6304**** ¦ 4NO ¦ AC1 1050A ¦ Coil 100–250VAC/DC | POLE_COMP_4NO | [8 empty] | SYSTEM_VOLTAGE_V | 415 | V | MOTOR_KW |  | kW | [21 empty] | DUTY_CURRENT | 1050 | A | COIL | 100–250VAC/DC | - | [15 empty] | 4P | AC1 | 1050 | A | AC/DC | 100 | AC/DC | [9 empty] | Schneider Electric | TeSys Giga | LC1G | LC1G6304KUE |  | LC1G_4P_LC1G6304_4NO_KUE |  |  |  | INR | 2025-07-15 | Schneider WEF 15-Jul-2025 | Switching _All_WEF 15th Jul 25.pdf | 36 | TeSys Giga Power Contactors (4 Pole) |  | Switching _All_WEF 15th Jul 25.pdf ¦ Page 36 ¦ 4P ¦ Ref LC1G6304**** ¦ 4NO ¦ Coil KUE ¦ On Request | ON_REQUEST
Motor Control | Power Contactor | Power Contactor | CONTACTOR¦POWER_CONTACTOR | Power Contactor | LC1G_4P_LC1G8004_4NO_EHE | Giga 4P LC1G8004**** 4NO | LC1G_4P_LC1G8004_4NO_EHE | TeSys Giga 4P ¦ LC1G8004**** ¦ 4NO ¦ AC1 1050A ¦ Coil 48–130VAC/DC | TeSys Giga 4P ¦ LC1G8004**** ¦ 4NO ¦ AC1 1050A ¦ Coil 48–130VAC/DC | POLE_COMP_4NO | [8 empty] | SYSTEM_VOLTAGE_V | 415 | V | MOTOR_KW |  | kW | [21 empty] | DUTY_CURRENT | 1050 | A | COIL | 48–130VAC/DC | - | [15 empty] | 4P | AC1 | 1050 | A | AC/DC | 48 | AC/DC | [9 empty] | Schneider Electric | TeSys Giga | LC1G | LC1G8004EHE |  | LC1G_4P_LC1G8004_4NO_EHE |  |  |  | INR | 2025-07-15 | Schneider WEF 15-Jul-2025 | Switching _All_WEF 15th Jul 25.pdf | 36 | TeSys Giga Power Contactors (4 Pole) |  | Switching _All_WEF 15th Jul 25.pdf ¦ Page 36 ¦ 4P ¦ Ref LC1G8004**** ¦ 4NO ¦ Coil EHE ¦ On Request | ON_REQUEST
Motor Control | Power Contactor | Power Contactor | CONTACTOR¦POWER_CONTACTOR | Power Contactor | LC1G_4P_LC1G8004_4NO_KUE | Giga 4P LC1G8004**** 4NO | LC1G_4P_LC1G8004_4NO_KUE | TeSys Giga 4P ¦ LC1G8004**** ¦ 4NO ¦ AC1 1050A ¦ Coil 100–250VAC/DC | TeSys Giga 4P ¦ LC1G8004**** ¦ 4NO ¦ AC1 1050A ¦ Coil 100–250VAC/DC | POLE_COMP_4NO | [8 empty] | SYSTEM_VOLTAGE_V | 415 | V | MOTOR_KW |  | kW | [21 empty] | DUTY_CURRENT | 1050 | A | COIL | 100–250VAC/DC | - | [15 empty] | 4P | AC1 | 1050 | A | AC/DC | 100 | AC/DC | [9 empty] | Schneider Electric | TeSys Giga | LC1G | LC1G8004KUE |  | LC1G_4P_LC1G8004_4NO_KUE |  |  |  | INR | 2025-07-15 | Schneider WEF 15-Jul-2025 | Switching _All_WEF 15th Jul 25.pdf | 36 | TeSys Giga Power Contactors (4 Pole) |  | Switching _All_WEF 15th Jul 25.pdf ¦ Page 36 ¦ 4P ¦ Ref LC1G8004**** ¦ 4NO ¦ Coil KUE ¦ On Request | ON_REQUEST

## ITEM_K_SERIES_WORK
business_category | business_segment | item_producttype | l0_code | l0_name | l1_code | l1_name | generic_item_code | generic_item_name | generic_item_description | capability_codes | SC_L1 | SC_L2 | SC_L3 | SC_L4 | SC_L5 | SC_L6 | SC_L7 | SC_L8 | FIX_1_CODE | FIX_1_VALUE | FIX_1_UNIT | FIX_2_CODE | FIX_2_VALUE | FIX_2_UNIT | FIX_3_CODE | FIX_3_VALUE | FIX_3_UNIT | FIX_4_CODE | FIX_4_VALUE | FIX_4_UNIT | FIX_5_CODE | FIX_5_VALUE | FIX_5_UNIT | FIX_6_CODE | FIX_6_VALUE | FIX_6_UNIT | FIX_7_CODE | FIX_7_VALUE | FIX_7_UNIT | FIX_8_CODE | FIX_8_VALUE | FIX_8_UNIT | ATTR_1_CODE | ATTR_1_VALUE | ATTR_1_UNIT | ATTR_2_CODE | ATTR_2_VALUE | ATTR_2_UNIT | ATTR_3_CODE | ATTR_3_VALUE | ATTR_3_UNIT | ATTR_4_CODE | ATTR_4_VALUE | ATTR_4_UNIT | ATTR_5_CODE | ATTR_5_VALUE | ATTR_5_UNIT | ATTR_6_CODE | ATTR_6_VALUE | ATTR_6_UNIT | ATTR_7_CODE | ATTR_7_VALUE | ATTR_7_UNIT | ATTR_8_CODE | ATTR_8_VALUE | ATTR_8_UNIT | poles | duty_type | duty_current | duty_unit | coil_type | coil_voltage | coil_unit | aux_contacts | helper_1 | helper_2 | helper_3 | helper_4 | helper_5 | helper_6 | helper_7 | helper_8 | make | oem_series | series_code | sku_code | product_type | generic_id | make_id | series_id | price_inr | currency | wef_date | price_list_ref | source_pdf | source_page | source_table | source_row | source_notes | status | qc_flag | qc_notes
Control & Signalling | Control Relay | Control Relay | RELAY¦CONTROL_RELAY | Control Relay | K_CTRL_RELAY_2NO2NC | Control Relay ¦ 2NO+2NC | K_CTRL_RELAY_2NO2NC | Control Relay – K ¦ 2NO+2NC ¦ AC Control ¦ Coil 24VAC | Control Relay ¦ 2NO+2NC ¦ AC Control ¦ Coil 24VAC | CTRL_RELAY ¦ CFG_2NO+2NC ¦ AC_CONTROL ¦ INBUILT_4_CONTACTS | [32 empty] | CONTACT_CONFIG | 2NO+2NC | - |  |  |  | COIL | 24VAC | - | [19 empty] | AC | 24 | VAC | 2NO+2NC | [8 empty] | Schneider Electric | TeSys K | K | CA2KN22B7 |  | K_CTRL_RELAY_2NO2NC |  |  | 2085 | INR | 2025-07-15 | Schneider WEF 15-Jul-2025 | Switching _All_WEF 15th Jul 25.pdf | 18 | Control Relays - K Model (AC & DC Control) |  | Switching _All_WEF 15th Jul 25.pdf ¦ Page 18 ¦ AC Control Relays ¦ CA2KN22* | WORKING
Control & Signalling | Control Relay | Control Relay | RELAY¦CONTROL_RELAY | Control Relay | K_CTRL_RELAY_2NO2NC | Control Relay ¦ 2NO+2NC | K_CTRL_RELAY_2NO2NC | Control Relay – K ¦ 2NO+2NC ¦ AC Control ¦ Coil 110VAC | Control Relay ¦ 2NO+2NC ¦ AC Control ¦ Coil 110VAC | CTRL_RELAY ¦ CFG_2NO+2NC ¦ AC_CONTROL ¦ INBUILT_4_CONTACTS | [32 empty] | CONTACT_CONFIG | 2NO+2NC | - |  |  |  | COIL | 110VAC | - | [19 empty] | AC | 110 | VAC | 2NO+2NC | [8 empty] | Schneider Electric | TeSys K | K | CA2KN22F7 |  | K_CTRL_RELAY_2NO2NC |  |  | 2085 | INR | 2025-07-15 | Schneider WEF 15-Jul-2025 | Switching _All_WEF 15th Jul 25.pdf | 18 | Control Relays - K Model (AC & DC Control) |  | Switching _All_WEF 15th Jul 25.pdf ¦ Page 18 ¦ AC Control Relays ¦ CA2KN22* | WORKING
Control & Signalling | Control Relay | Control Relay | RELAY¦CONTROL_RELAY | Control Relay | K_CTRL_RELAY_2NO2NC | Control Relay ¦ 2NO+2NC | K_CTRL_RELAY_2NO2NC | Control Relay – K ¦ 2NO+2NC ¦ AC Control ¦ Coil 220VAC | Control Relay ¦ 2NO+2NC ¦ AC Control ¦ Coil 220VAC | CTRL_RELAY ¦ CFG_2NO+2NC ¦ AC_CONTROL ¦ INBUILT_4_CONTACTS | [32 empty] | CONTACT_CONFIG | 2NO+2NC | - |  |  |  | COIL | 220VAC | - | [19 empty] | AC | 220 | VAC | 2NO+2NC | [8 empty] | Schneider Electric | TeSys K | K | CA2KN22M7 |  | K_CTRL_RELAY_2NO2NC |  |  | 2085 | INR | 2025-07-15 | Schneider WEF 15-Jul-2025 | Switching _All_WEF 15th Jul 25.pdf | 18 | Control Relays - K Model (AC & DC Control) |  | Switching _All_WEF 15th Jul 25.pdf ¦ Page 18 ¦ AC Control Relays ¦ CA2KN22* | WORKING
Control & Signalling | Control Relay | Control Relay | RELAY¦CONTROL_RELAY | Control Relay | K_CTRL_RELAY_2NO2NC | Control Relay ¦ 2NO+2NC | K_CTRL_RELAY_2NO2NC | Control Relay – K ¦ 2NO+2NC ¦ AC Control ¦ Coil 415VAC | Control Relay ¦ 2NO+2NC ¦ AC Control ¦ Coil 415VAC | CTRL_RELAY ¦ CFG_2NO+2NC ¦ AC_CONTROL ¦ INBUILT_4_CONTACTS | [32 empty] | CONTACT_CONFIG | 2NO+2NC | - |  |  |  | COIL | 415VAC | - | [19 empty] | AC | 415 | VAC | 2NO+2NC | [8 empty] | Schneider Electric | TeSys K | K | CA2KN22N7 |  | K_CTRL_RELAY_2NO2NC |  |  | 2085 | INR | 2025-07-15 | Schneider WEF 15-Jul-2025 | Switching _All_WEF 15th Jul 25.pdf | 18 | Control Relays - K Model (AC & DC Control) |  | Switching _All_WEF 15th Jul 25.pdf ¦ Page 18 ¦ AC Control Relays ¦ CA2KN22* | WORKING
Control & Signalling | Control Relay | Control Relay | RELAY¦CONTROL_RELAY | Control Relay | K_CTRL_RELAY_3NO1NC | Control Relay ¦ 3NO+1NC | K_CTRL_RELAY_3NO1NC | Control Relay – K ¦ 3NO+1NC ¦ AC Control ¦ Coil 24VAC | Control Relay ¦ 3NO+1NC ¦ AC Control ¦ Coil 24VAC | CTRL_RELAY ¦ CFG_3NO+1NC ¦ AC_CONTROL ¦ INBUILT_4_CONTACTS | [32 empty] | CONTACT_CONFIG | 3NO+1NC | - |  |  |  | COIL | 24VAC | - | [19 empty] | AC | 24 | VAC | 3NO+1NC | [8 empty] | Schneider Electric | TeSys K | K | CA2KN31B7 |  | K_CTRL_RELAY_3NO1NC |  |  | 2085 | INR | 2025-07-15 | Schneider WEF 15-Jul-2025 | Switching _All_WEF 15th Jul 25.pdf | 18 | Control Relays - K Model (AC & DC Control) |  | Switching _All_WEF 15th Jul 25.pdf ¦ Page 18 ¦ AC Control Relays ¦ CA2KN31* | WORKING
Control & Signalling | Control Relay | Control Relay | RELAY¦CONTROL_RELAY | Control Relay | K_CTRL_RELAY_3NO1NC | Control Relay ¦ 3NO+1NC | K_CTRL_RELAY_3NO1NC | Control Relay – K ¦ 3NO+1NC ¦ AC Control ¦ Coil 110VAC | Control Relay ¦ 3NO+1NC ¦ AC Control ¦ Coil 110VAC | CTRL_RELAY ¦ CFG_3NO+1NC ¦ AC_CONTROL ¦ INBUILT_4_CONTACTS | [32 empty] | CONTACT_CONFIG | 3NO+1NC | - |  |  |  | COIL | 110VAC | - | [19 empty] | AC | 110 | VAC | 3NO+1NC | [8 empty] | Schneider Electric | TeSys K | K | CA2KN31F7 |  | K_CTRL_RELAY_3NO1NC |  |  | 2085 | INR | 2025-07-15 | Schneider WEF 15-Jul-2025 | Switching _All_WEF 15th Jul 25.pdf | 18 | Control Relays - K Model (AC & DC Control) |  | Switching _All_WEF 15th Jul 25.pdf ¦ Page 18 ¦ AC Control Relays ¦ CA2KN31* | WORKING
Control & Signalling | Control Relay | Control Relay | RELAY¦CONTROL_RELAY | Control Relay | K_CTRL_RELAY_3NO1NC | Control Relay ¦ 3NO+1NC | K_CTRL_RELAY_3NO1NC | Control Relay – K ¦ 3NO+1NC ¦ AC Control ¦ Coil 220VAC | Control Relay ¦ 3NO+1NC ¦ AC Control ¦ Coil 220VAC | CTRL_RELAY ¦ CFG_3NO+1NC ¦ AC_CONTROL ¦ INBUILT_4_CONTACTS | [32 empty] | CONTACT_CONFIG | 3NO+1NC | - |  |  |  | COIL | 220VAC | - | [19 empty] | AC | 220 | VAC | 3NO+1NC | [8 empty] | Schneider Electric | TeSys K | K | CA2KN31M7 |  | K_CTRL_RELAY_3NO1NC |  |  | 2085 | INR | 2025-07-15 | Schneider WEF 15-Jul-2025 | Switching _All_WEF 15th Jul 25.pdf | 18 | Control Relays - K Model (AC & DC Control) |  | Switching _All_WEF 15th Jul 25.pdf ¦ Page 18 ¦ AC Control Relays ¦ CA2KN31* | WORKING
Control & Signalling | Control Relay | Control Relay | RELAY¦CONTROL_RELAY | Control Relay | K_CTRL_RELAY_4NO | Control Relay ¦ 4NO | K_CTRL_RELAY_4NO | Control Relay – K ¦ 4NO ¦ AC Control ¦ Coil 24VAC | Control Relay ¦ 4NO ¦ AC Control ¦ Coil 24VAC | CTRL_RELAY ¦ CFG_4NO ¦ AC_CONTROL ¦ INBUILT_4_CONTACTS | [32 empty] | CONTACT_CONFIG | 4NO | - |  |  |  | COIL | 24VAC | - | [19 empty] | AC | 24 | VAC | 4NO | [8 empty] | Schneider Electric | TeSys K | K | CA2KN40B7 |  | K_CTRL_RELAY_4NO |  |  | 2085 | INR | 2025-07-15 | Schneider WEF 15-Jul-2025 | Switching _All_WEF 15th Jul 25.pdf | 18 | Control Relays - K Model (AC & DC Control) |  | Switching _All_WEF 15th Jul 25.pdf ¦ Page 18 ¦ AC Control Relays ¦ CA2KN40* | WORKING
Control & Signalling | Control Relay | Control Relay | RELAY¦CONTROL_RELAY | Control Relay | K_CTRL_RELAY_4NO | Control Relay ¦ 4NO | K_CTRL_RELAY_4NO | Control Relay – K ¦ 4NO ¦ AC Control ¦ Coil 110VAC | Control Relay ¦ 4NO ¦ AC Control ¦ Coil 110VAC | CTRL_RELAY ¦ CFG_4NO ¦ AC_CONTROL ¦ INBUILT_4_CONTACTS | [32 empty] | CONTACT_CONFIG | 4NO | - |  |  |  | COIL | 110VAC | - | [19 empty] | AC | 110 | VAC | 4NO | [8 empty] | Schneider Electric | TeSys K | K | CA2KN40F7 |  | K_CTRL_RELAY_4NO |  |  | 2085 | INR | 2025-07-15 | Schneider WEF 15-Jul-2025 | Switching _All_WEF 15th Jul 25.pdf | 18 | Control Relays - K Model (AC & DC Control) |  | Switching _All_WEF 15th Jul 25.pdf ¦ Page 18 ¦ AC Control Relays ¦ CA2KN40* | WORKING
Control & Signalling | Control Relay | Control Relay | RELAY¦CONTROL_RELAY | Control Relay | K_CTRL_RELAY_4NO | Control Relay ¦ 4NO | K_CTRL_RELAY_4NO | Control Relay – K ¦ 4NO ¦ AC Control ¦ Coil 220VAC | Control Relay ¦ 4NO ¦ AC Control ¦ Coil 220VAC | CTRL_RELAY ¦ CFG_4NO ¦ AC_CONTROL ¦ INBUILT_4_CONTACTS | [32 empty] | CONTACT_CONFIG | 4NO | - |  |  |  | COIL | 220VAC | - | [19 empty] | AC | 220 | VAC | 4NO | [8 empty] | Schneider Electric | TeSys K | K | CA2KN40M7 |  | K_CTRL_RELAY_4NO |  |  | 2085 | INR | 2025-07-15 | Schneider WEF 15-Jul-2025 | Switching _All_WEF 15th Jul 25.pdf | 18 | Control Relays - K Model (AC & DC Control) |  | Switching _All_WEF 15th Jul 25.pdf ¦ Page 18 ¦ AC Control Relays ¦ CA2KN40* | WORKING
Control & Signalling | Control Relay | Control Relay | RELAY¦CONTROL_RELAY | Control Relay | K_CTRL_RELAY_4NO | Control Relay ¦ 4NO | K_CTRL_RELAY_4NO | Control Relay – K ¦ 4NO ¦ AC Control ¦ Coil 415VAC | Control Relay ¦ 4NO ¦ AC Control ¦ Coil 415VAC | CTRL_RELAY ¦ CFG_4NO ¦ AC_CONTROL ¦ INBUILT_4_CONTACTS | [32 empty] | CONTACT_CONFIG | 4NO | - |  |  |  | COIL | 415VAC | - | [19 empty] | AC | 415 | VAC | 4NO | [8 empty] | Schneider Electric | TeSys K | K | CA2KN40N7 |  | K_CTRL_RELAY_4NO |  |  | 2490 | INR | 2025-07-15 | Schneider WEF 15-Jul-2025 | Switching _All_WEF 15th Jul 25.pdf | 18 | Control Relays - K Model (AC & DC Control) |  | Switching _All_WEF 15th Jul 25.pdf ¦ Page 18 ¦ AC Control Relays ¦ CA2KN40* | WORKING
Control & Signalling | Control Relay | Control Relay | RELAY¦CONTROL_RELAY | Control Relay | K_CTRL_RELAY_2NO2NC | Control Relay ¦ 2NO+2NC | K_CTRL_RELAY_2NO2NC | Control Relay – K ¦ 2NO+2NC ¦ DC Control ¦ Coil 24VDC | Control Relay ¦ 2NO+2NC ¦ DC Control ¦ Coil 24VDC | CTRL_RELAY ¦ CFG_2NO+2NC ¦ DC_CONTROL ¦ INBUILT_4_CONTACTS | [32 empty] | CONTACT_CONFIG | 2NO+2NC | - |  |  |  | COIL | 24VDC | - | [19 empty] | DC | 24 | V | 2NO+2NC | [8 empty] | Schneider Electric | TeSys K | K | CA3KN22BD |  | K_CTRL_RELAY_2NO2NC |  |  | 2900 | INR | 2025-07-15 | Schneider WEF 15-Jul-2025 | Switching _All_WEF 15th Jul 25.pdf | 18 | Control Relays - K Model (AC & DC Control) |  | Switching _All_WEF 15th Jul 25.pdf ¦ Page 18 ¦ DC Control Relays ¦ CA3KN22** | WORKING
Control & Signalling | Control Relay | Control Relay | RELAY¦CONTROL_RELAY | Control Relay | K_CTRL_RELAY_2NO2NC | Control Relay ¦ 2NO+2NC | K_CTRL_RELAY_2NO2NC | Control Relay – K ¦ 2NO+2NC ¦ DC Control ¦ Coil 110VDC | Control Relay ¦ 2NO+2NC ¦ DC Control ¦ Coil 110VDC | CTRL_RELAY ¦ CFG_2NO+2NC ¦ DC_CONTROL ¦ INBUILT_4_CONTACTS | [32 empty] | CONTACT_CONFIG | 2NO+2NC | - |  |  |  | COIL | 110VDC | - | [19 empty] | DC | 110 | V | 2NO+2NC | [8 empty] | Schneider Electric | TeSys K | K | CA3KN22FD |  | K_CTRL_RELAY_2NO2NC |  |  | 2900 | INR | 2025-07-15 | Schneider WEF 15-Jul-2025 | Switching _All_WEF 15th Jul 25.pdf | 18 | Control Relays - K Model (AC & DC Control) |  | Switching _All_WEF 15th Jul 25.pdf ¦ Page 18 ¦ DC Control Relays ¦ CA3KN22** | WORKING
Control & Signalling | Control Relay | Control Relay | RELAY¦CONTROL_RELAY | Control Relay | K_CTRL_RELAY_2NO2NC | Control Relay ¦ 2NO+2NC | K_CTRL_RELAY_2NO2NC | Control Relay – K ¦ 2NO+2NC ¦ DC Control ¦ Coil 220VDC | Control Relay ¦ 2NO+2NC ¦ DC Control ¦ Coil 220VDC | CTRL_RELAY ¦ CFG_2NO+2NC ¦ DC_CONTROL ¦ INBUILT_4_CONTACTS | [32 empty] | CONTACT_CONFIG | 2NO+2NC | - |  |  |  | COIL | 220VDC | - | [19 empty] | DC | 220 | V | 2NO+2NC | [8 empty] | Schneider Electric | TeSys K | K | CA3KN22MD |  | K_CTRL_RELAY_2NO2NC |  |  | 2900 | INR | 2025-07-15 | Schneider WEF 15-Jul-2025 | Switching _All_WEF 15th Jul 25.pdf | 18 | Control Relays - K Model (AC & DC Control) |  | Switching _All_WEF 15th Jul 25.pdf ¦ Page 18 ¦ DC Control Relays ¦ CA3KN22** | WORKING
Control & Signalling | Control Relay | Control Relay | RELAY¦CONTROL_RELAY | Control Relay | K_CTRL_RELAY_3NO1NC | Control Relay ¦ 3NO+1NC | K_CTRL_RELAY_3NO1NC | Control Relay – K ¦ 3NO+1NC ¦ DC Control ¦ Coil 24VDC | Control Relay ¦ 3NO+1NC ¦ DC Control ¦ Coil 24VDC | CTRL_RELAY ¦ CFG_3NO+1NC ¦ DC_CONTROL ¦ INBUILT_4_CONTACTS | [32 empty] | CONTACT_CONFIG | 3NO+1NC | - |  |  |  | COIL | 24VDC | - | [19 empty] | DC | 24 | V | 3NO+1NC | [8 empty] | Schneider Electric | TeSys K | K | CA3KN31BD |  | K_CTRL_RELAY_3NO1NC |  |  | 2900 | INR | 2025-07-15 | Schneider WEF 15-Jul-2025 | Switching _All_WEF 15th Jul 25.pdf | 18 | Control Relays - K Model (AC & DC Control) |  | Switching _All_WEF 15th Jul 25.pdf ¦ Page 18 ¦ DC Control Relays ¦ CA3KN31** | WORKING
Control & Signalling | Control Relay | Control Relay | RELAY¦CONTROL_RELAY | Control Relay | K_CTRL_RELAY_3NO1NC | Control Relay ¦ 3NO+1NC | K_CTRL_RELAY_3NO1NC | Control Relay – K ¦ 3NO+1NC ¦ DC Control ¦ Coil 110VDC | Control Relay ¦ 3NO+1NC ¦ DC Control ¦ Coil 110VDC | CTRL_RELAY ¦ CFG_3NO+1NC ¦ DC_CONTROL ¦ INBUILT_4_CONTACTS | [32 empty] | CONTACT_CONFIG | 3NO+1NC | - |  |  |  | COIL | 110VDC | - | [19 empty] | DC | 110 | V | 3NO+1NC | [8 empty] | Schneider Electric | TeSys K | K | CA3KN31FD |  | K_CTRL_RELAY_3NO1NC |  |  | 2900 | INR | 2025-07-15 | Schneider WEF 15-Jul-2025 | Switching _All_WEF 15th Jul 25.pdf | 18 | Control Relays - K Model (AC & DC Control) |  | Switching _All_WEF 15th Jul 25.pdf ¦ Page 18 ¦ DC Control Relays ¦ CA3KN31** | WORKING
Control & Signalling | Control Relay | Control Relay | RELAY¦CONTROL_RELAY | Control Relay | K_CTRL_RELAY_3NO1NC | Control Relay ¦ 3NO+1NC | K_CTRL_RELAY_3NO1NC | Control Relay – K ¦ 3NO+1NC ¦ DC Control ¦ Coil 220VDC | Control Relay ¦ 3NO+1NC ¦ DC Control ¦ Coil 220VDC | CTRL_RELAY ¦ CFG_3NO+1NC ¦ DC_CONTROL ¦ INBUILT_4_CONTACTS | [32 empty] | CONTACT_CONFIG | 3NO+1NC | - |  |  |  | COIL | 220VDC | - | [19 empty] | DC | 220 | V | 3NO+1NC | [8 empty] | Schneider Electric | TeSys K | K | CA3KN31MD |  | K_CTRL_RELAY_3NO1NC |  |  | 2900 | INR | 2025-07-15 | Schneider WEF 15-Jul-2025 | Switching _All_WEF 15th Jul 25.pdf | 18 | Control Relays - K Model (AC & DC Control) |  | Switching _All_WEF 15th Jul 25.pdf ¦ Page 18 ¦ DC Control Relays ¦ CA3KN31** | WORKING
Control & Signalling | Control Relay | Control Relay | RELAY¦CONTROL_RELAY | Control Relay | K_CTRL_RELAY_2NO2NC | Control Relay ¦ 2NO+2NC | K_CTRL_RELAY_2NO2NC | Control Relay – K ¦ 2NO+2NC ¦ DC Low Consumption ¦ Coil 24VDC | Control Relay ¦ 2NO+2NC ¦ DC Low Consumption ¦ Coil 24VDC | CTRL_RELAY ¦ CFG_2NO+2NC ¦ DC_LOW_CONSUMPTION ¦ INBUILT_4_CONTACTS | [32 empty] | CONTACT_CONFIG | 2NO+2NC | - |  |  |  | COIL | 24VDC | - | [19 empty] | DC_LC | 24 | V | 2NO+2NC | [8 empty] | Schneider Electric | TeSys K | K | CA4KN22BW3 |  | K_CTRL_RELAY_2NO2NC |  |  | 3555 | INR | 2025-07-15 | Schneider WEF 15-Jul-2025 | Switching _All_WEF 15th Jul 25.pdf | 18 | Control Relays - K Model (AC & DC Control) |  | Switching _All_WEF 15th Jul 25.pdf ¦ Page 18 ¦ DC Low Consumption Relays ¦ CA4KN22*** | WORKING
Control & Signalling | Control Relay | Control Relay | RELAY¦CONTROL_RELAY | Control Relay | K_CTRL_RELAY_2NO2NC | Control Relay ¦ 2NO+2NC | K_CTRL_RELAY_2NO2NC | Control Relay – K ¦ 2NO+2NC ¦ DC Low Consumption ¦ Coil 48VDC | Control Relay ¦ 2NO+2NC ¦ DC Low Consumption ¦ Coil 48VDC | CTRL_RELAY ¦ CFG_2NO+2NC ¦ DC_LOW_CONSUMPTION ¦ INBUILT_4_CONTACTS | [32 empty] | CONTACT_CONFIG | 2NO+2NC | - |  |  |  | COIL | 48VDC | - | [19 empty] | DC_LC | 48 | V | 2NO+2NC | [8 empty] | Schneider Electric | TeSys K | K | CA4KN22EW3 |  | K_CTRL_RELAY_2NO2NC |  |  | 4265 | INR | 2025-07-15 | Schneider WEF 15-Jul-2025 | Switching _All_WEF 15th Jul 25.pdf | 18 | Control Relays - K Model (AC & DC Control) |  | Switching _All_WEF 15th Jul 25.pdf ¦ Page 18 ¦ DC Low Consumption Relays ¦ CA4KN22*** | WORKING
Control & Signalling | Control Relay | Control Relay | RELAY¦CONTROL_RELAY | Control Relay | K_CTRL_RELAY_2NO2NC | Control Relay ¦ 2NO+2NC | K_CTRL_RELAY_2NO2NC | Control Relay – K ¦ 2NO+2NC ¦ DC Low Consumption ¦ Coil 72VDC | Control Relay ¦ 2NO+2NC ¦ DC Low Consumption ¦ Coil 72VDC | CTRL_RELAY ¦ CFG_2NO+2NC ¦ DC_LOW_CONSUMPTION ¦ INBUILT_4_CONTACTS | [32 empty] | CONTACT_CONFIG | 2NO+2NC | - |  |  |  | COIL | 72VDC | - | [19 empty] | DC_LC | 72 | V | 2NO+2NC | [8 empty] | Schneider Electric | TeSys K | K | CA4KN22SW3 |  | K_CTRL_RELAY_2NO2NC |  |  | 3555 | INR | 2025-07-15 | Schneider WEF 15-Jul-2025 | Switching _All_WEF 15th Jul 25.pdf | 18 | Control Relays - K Model (AC & DC Control) |  | Switching _All_WEF 15th Jul 25.pdf ¦ Page 18 ¦ DC Low Consumption Relays ¦ CA4KN22*** | WORKING
Control & Signalling | Control Relay | Control Relay | RELAY¦CONTROL_RELAY | Control Relay | K_CTRL_RELAY_3NO1NC | Control Relay ¦ 3NO+1NC | K_CTRL_RELAY_3NO1NC | Control Relay – K ¦ 3NO+1NC ¦ DC Low Consumption ¦ Coil 24VDC | Control Relay ¦ 3NO+1NC ¦ DC Low Consumption ¦ Coil 24VDC | CTRL_RELAY ¦ CFG_3NO+1NC ¦ DC_LOW_CONSUMPTION ¦ INBUILT_4_CONTACTS | [32 empty] | CONTACT_CONFIG | 3NO+1NC | - |  |  |  | COIL | 24VDC | - | [19 empty] | DC_LC | 24 | V | 3NO+1NC | [8 empty] | Schneider Electric | TeSys K | K | CA4KN31BW3 |  | K_CTRL_RELAY_3NO1NC |  |  | 3555 | INR | 2025-07-15 | Schneider WEF 15-Jul-2025 | Switching _All_WEF 15th Jul 25.pdf | 18 | Control Relays - K Model (AC & DC Control) |  | Switching _All_WEF 15th Jul 25.pdf ¦ Page 18 ¦ DC Low Consumption Relays ¦ CA4KN31*** | WORKING
Control & Signalling | Control Relay | Control Relay | RELAY¦CONTROL_RELAY | Control Relay | K_CTRL_RELAY_3NO1NC | Control Relay ¦ 3NO+1NC | K_CTRL_RELAY_3NO1NC | Control Relay – K ¦ 3NO+1NC ¦ DC Low Consumption ¦ Coil 48VDC | Control Relay ¦ 3NO+1NC ¦ DC Low Consumption ¦ Coil 48VDC | CTRL_RELAY ¦ CFG_3NO+1NC ¦ DC_LOW_CONSUMPTION ¦ INBUILT_4_CONTACTS | [32 empty] | CONTACT_CONFIG | 3NO+1NC | - |  |  |  | COIL | 48VDC | - | [19 empty] | DC_LC | 48 | V | 3NO+1NC | [8 empty] | Schneider Electric | TeSys K | K | CA4KN31EW3 |  | K_CTRL_RELAY_3NO1NC |  |  | 4265 | INR | 2025-07-15 | Schneider WEF 15-Jul-2025 | Switching _All_WEF 15th Jul 25.pdf | 18 | Control Relays - K Model (AC & DC Control) |  | Switching _All_WEF 15th Jul 25.pdf ¦ Page 18 ¦ DC Low Consumption Relays ¦ CA4KN31*** | WORKING
Control & Signalling | Control Relay | Control Relay | RELAY¦CONTROL_RELAY | Control Relay | K_CTRL_RELAY_4NO | Control Relay ¦ 4NO | K_CTRL_RELAY_4NO | Control Relay – K ¦ 4NO ¦ DC Low Consumption ¦ Coil 24VDC | Control Relay ¦ 4NO ¦ DC Low Consumption ¦ Coil 24VDC | CTRL_RELAY ¦ CFG_4NO ¦ DC_LOW_CONSUMPTION ¦ INBUILT_4_CONTACTS | [32 empty] | CONTACT_CONFIG | 4NO | - |  |  |  | COIL | 24VDC | - | [19 empty] | DC_LC | 24 | V | 4NO | [8 empty] | Schneider Electric | TeSys K | K | CA4KN40BW3 |  | K_CTRL_RELAY_4NO |  |  | 3555 | INR | 2025-07-15 | Schneider WEF 15-Jul-2025 | Switching _All_WEF 15th Jul 25.pdf | 18 | Control Relays - K Model (AC & DC Control) |  | Switching _All_WEF 15th Jul 25.pdf ¦ Page 18 ¦ DC Low Consumption Relays ¦ CA4KN40*** | WORKING
Control & Signalling | Control Relay | Control Relay | RELAY¦CONTROL_RELAY | Control Relay | K_CTRL_RELAY_4NO | Control Relay ¦ 4NO | K_CTRL_RELAY_4NO | Control Relay – K ¦ 4NO ¦ DC Low Consumption ¦ Coil 48VDC | Control Relay ¦ 4NO ¦ DC Low Consumption ¦ Coil 48VDC | CTRL_RELAY ¦ CFG_4NO ¦ DC_LOW_CONSUMPTION ¦ INBUILT_4_CONTACTS | [32 empty] | CONTACT_CONFIG | 4NO | - |  |  |  | COIL | 48VDC | - | [19 empty] | DC_LC | 48 | V | 4NO | [8 empty] | Schneider Electric | TeSys K | K | CA4KN40EW3 |  | K_CTRL_RELAY_4NO |  |  | 4265 | INR | 2025-07-15 | Schneider WEF 15-Jul-2025 | Switching _All_WEF 15th Jul 25.pdf | 18 | Control Relays - K Model (AC & DC Control) |  | Switching _All_WEF 15th Jul 25.pdf ¦ Page 18 ¦ DC Low Consumption Relays ¦ CA4KN40*** | WORKING
Motor Control | Power Contactor | Power Contactor | CONTACTOR¦POWER_CONTACTOR | Power Contactor | K_POW_3.0kW_1NC | K Power Contactor ¦ 3.0 kW ¦ 1NC | K_POW_3.0kW_1NC | Power Contactor – K ¦ 3.0 kW ¦ Aux 1NC ¦ AC3 ¦ Coil 24VAC | Power Contactor ¦ K ¦ 3.0 kW ¦ Aux 1NC ¦ AC3 ¦ Coil 24VAC | K_POWER_CONTACTOR ¦ AC_CONTROL | [8 empty] | SYSTEM_VOLTAGE_V | 415 | V | MOTOR_KW | 3 | kW | [18 empty] | MOTOR_KW | 3 | kW | AUX_CONTACTS | 1NC | - | COIL | 24VAC | - | [15 empty] | 3P | AC3 |  |  | AC | 24 | VAC | 1NC | [8 empty] | Schneider Electric | TeSys K | K | LC1K0601B7 |  | K_POW_3.0kW_1NC |  |  | 1830 | INR | 2025-07-15 | Schneider WEF 15-Jul-2025 | Switching _All_WEF 15th Jul 25.pdf | 18 | Power Contactors - K Model (3 Pole AC & DC Control) |  | Switching _All_WEF 15th Jul 25.pdf ¦ Page 18 ¦ AC Control ¦ LC1K0601* | WORKING
Motor Control | Power Contactor | Power Contactor | CONTACTOR¦POWER_CONTACTOR | Power Contactor | K_POW_3.0kW_1NC | K Power Contactor ¦ 3.0 kW ¦ 1NC | K_POW_3.0kW_1NC | Power Contactor – K ¦ 3.0 kW ¦ Aux 1NC ¦ AC3 ¦ Coil 110VAC | Power Contactor ¦ K ¦ 3.0 kW ¦ Aux 1NC ¦ AC3 ¦ Coil 110VAC | K_POWER_CONTACTOR ¦ AC_CONTROL | [8 empty] | SYSTEM_VOLTAGE_V | 415 | V | MOTOR_KW | 3 | kW | [18 empty] | MOTOR_KW | 3 | kW | AUX_CONTACTS | 1NC | - | COIL | 110VAC | - | [15 empty] | 3P | AC3 |  |  | AC | 110 | VAC | 1NC | [8 empty] | Schneider Electric | TeSys K | K | LC1K0601F7 |  | K_POW_3.0kW_1NC |  |  | 1830 | INR | 2025-07-15 | Schneider WEF 15-Jul-2025 | Switching _All_WEF 15th Jul 25.pdf | 18 | Power Contactors - K Model (3 Pole AC & DC Control) |  | Switching _All_WEF 15th Jul 25.pdf ¦ Page 18 ¦ AC Control ¦ LC1K0601* | WORKING
Motor Control | Power Contactor | Power Contactor | CONTACTOR¦POWER_CONTACTOR | Power Contactor | K_POW_3.0kW_1NC | K Power Contactor ¦ 3.0 kW ¦ 1NC | K_POW_3.0kW_1NC | Power Contactor – K ¦ 3.0 kW ¦ Aux 1NC ¦ AC3 ¦ Coil 220VAC | Power Contactor ¦ K ¦ 3.0 kW ¦ Aux 1NC ¦ AC3 ¦ Coil 220VAC | K_POWER_CONTACTOR ¦ AC_CONTROL | [8 empty] | SYSTEM_VOLTAGE_V | 415 | V | MOTOR_KW | 3 | kW | [18 empty] | MOTOR_KW | 3 | kW | AUX_CONTACTS | 1NC | - | COIL | 220VAC | - | [15 empty] | 3P | AC3 |  |  | AC | 220 | VAC | 1NC | [8 empty] | Schneider Electric | TeSys K | K | LC1K0601M7 |  | K_POW_3.0kW_1NC |  |  | 1830 | INR | 2025-07-15 | Schneider WEF 15-Jul-2025 | Switching _All_WEF 15th Jul 25.pdf | 18 | Power Contactors - K Model (3 Pole AC & DC Control) |  | Switching _All_WEF 15th Jul 25.pdf ¦ Page 18 ¦ AC Control ¦ LC1K0601* | WORKING
Motor Control | Power Contactor | Power Contactor | CONTACTOR¦POWER_CONTACTOR | Power Contactor | K_POW_3.0kW_1NC | K Power Contactor ¦ 3.0 kW ¦ 1NC | K_POW_3.0kW_1NC | Power Contactor – K ¦ 3.0 kW ¦ Aux 1NC ¦ AC3 ¦ Coil 415VAC | Power Contactor ¦ K ¦ 3.0 kW ¦ Aux 1NC ¦ AC3 ¦ Coil 415VAC | K_POWER_CONTACTOR ¦ AC_CONTROL | [8 empty] | SYSTEM_VOLTAGE_V | 415 | V | MOTOR_KW | 3 | kW | [18 empty] | MOTOR_KW | 3 | kW | AUX_CONTACTS | 1NC | - | COIL | 415VAC | - | [15 empty] | 3P | AC3 |  |  | AC | 415 | VAC | 1NC | [8 empty] | Schneider Electric | TeSys K | K | LC1K0601N7 |  | K_POW_3.0kW_1NC |  |  | 2225 | INR | 2025-07-15 | Schneider WEF 15-Jul-2025 | Switching _All_WEF 15th Jul 25.pdf | 18 | Power Contactors - K Model (3 Pole AC & DC Control) |  | Switching _All_WEF 15th Jul 25.pdf ¦ Page 18 ¦ AC Control ¦ LC1K0601* | WORKING
Motor Control | Power Contactor | Power Contactor | CONTACTOR¦POWER_CONTACTOR | Power Contactor | K_POW_3.0kW_1NC | K Power Contactor ¦ 3.0 kW ¦ 1NC | K_POW_3.0kW_1NC | Power Contactor – K ¦ 3.0 kW ¦ Aux 1NC ¦ AC3 ¦ Coil 24VDC | Power Contactor ¦ K ¦ 3.0 kW ¦ Aux 1NC ¦ AC3 ¦ Coil 24VDC | K_POWER_CONTACTOR ¦ DC_CONTROL | [8 empty] | SYSTEM_VOLTAGE_V | 415 | V | MOTOR_KW | 3 | kW | [18 empty] | MOTOR_KW | 3 | kW | AUX_CONTACTS | 1NC | - | COIL | 24VDC | - | [15 empty] | 3P | AC3 |  |  | DC | 24 | V | 1NC | [8 empty] | Schneider Electric | TeSys K | K | LP1K0601BD |  | K_POW_3.0kW_1NC |  |  | 2860 | INR | 2025-07-15 | Schneider WEF 15-Jul-2025 | Switching _All_WEF 15th Jul 25.pdf | 18 | Power Contactors - K Model (3 Pole AC & DC Control) |  | Switching _All_WEF 15th Jul 25.pdf ¦ Page 18 ¦ DC Control ¦ LP1K0601** | WORKING
Motor Control | Power Contactor | Power Contactor | CONTACTOR¦POWER_CONTACTOR | Power Contactor | K_POW_3.0kW_1NC | K Power Contactor ¦ 3.0 kW ¦ 1NC | K_POW_3.0kW_1NC | Power Contactor – K ¦ 3.0 kW ¦ Aux 1NC ¦ AC3 ¦ Coil 110VDC | Power Contactor ¦ K ¦ 3.0 kW ¦ Aux 1NC ¦ AC3 ¦ Coil 110VDC | K_POWER_CONTACTOR ¦ DC_CONTROL | [8 empty] | SYSTEM_VOLTAGE_V | 415 | V | MOTOR_KW | 3 | kW | [18 empty] | MOTOR_KW | 3 | kW | AUX_CONTACTS | 1NC | - | COIL | 110VDC | - | [15 empty] | 3P | AC3 |  |  | DC | 110 | V | 1NC | [8 empty] | Schneider Electric | TeSys K | K | LP1K0601FD |  | K_POW_3.0kW_1NC |  |  | 3455 | INR | 2025-07-15 | Schneider WEF 15-Jul-2025 | Switching _All_WEF 15th Jul 25.pdf | 18 | Power Contactors - K Model (3 Pole AC & DC Control) |  | Switching _All_WEF 15th Jul 25.pdf ¦ Page 18 ¦ DC Control ¦ LP1K0601** | WORKING
Motor Control | Power Contactor | Power Contactor | CONTACTOR¦POWER_CONTACTOR | Power Contactor | K_POW_3.0kW_1NO | K Power Contactor ¦ 3.0 kW ¦ 1NO | K_POW_3.0kW_1NO | Power Contactor – K ¦ 3.0 kW ¦ Aux 1NO ¦ AC3 ¦ Coil 24VAC | Power Contactor ¦ K ¦ 3.0 kW ¦ Aux 1NO ¦ AC3 ¦ Coil 24VAC | K_POWER_CONTACTOR ¦ AC_CONTROL | [8 empty] | SYSTEM_VOLTAGE_V | 415 | V | MOTOR_KW | 3 | kW | [18 empty] | MOTOR_KW | 3 | kW | AUX_CONTACTS | 1NO | - | COIL | 24VAC | - | [15 empty] | 3P | AC3 |  |  | AC | 24 | VAC | 1NO | [8 empty] | Schneider Electric | TeSys K | K | LC1K0610B7 |  | K_POW_3.0kW_1NO |  |  | 1830 | INR | 2025-07-15 | Schneider WEF 15-Jul-2025 | Switching _All_WEF 15th Jul 25.pdf | 18 | Power Contactors - K Model (3 Pole AC & DC Control) |  | Switching _All_WEF 15th Jul 25.pdf ¦ Page 18 ¦ AC Control ¦ LC1K0610* | WORKING
Motor Control | Power Contactor | Power Contactor | CONTACTOR¦POWER_CONTACTOR | Power Contactor | K_POW_3.0kW_1NO | K Power Contactor ¦ 3.0 kW ¦ 1NO | K_POW_3.0kW_1NO | Power Contactor – K ¦ 3.0 kW ¦ Aux 1NO ¦ AC3 ¦ Coil 110VAC | Power Contactor ¦ K ¦ 3.0 kW ¦ Aux 1NO ¦ AC3 ¦ Coil 110VAC | K_POWER_CONTACTOR ¦ AC_CONTROL | [8 empty] | SYSTEM_VOLTAGE_V | 415 | V | MOTOR_KW | 3 | kW | [18 empty] | MOTOR_KW | 3 | kW | AUX_CONTACTS | 1NO | - | COIL | 110VAC | - | [15 empty] | 3P | AC3 |  |  | AC | 110 | VAC | 1NO | [8 empty] | Schneider Electric | TeSys K | K | LC1K0610F7 |  | K_POW_3.0kW_1NO |  |  | 1830 | INR | 2025-07-15 | Schneider WEF 15-Jul-2025 | Switching _All_WEF 15th Jul 25.pdf | 18 | Power Contactors - K Model (3 Pole AC & DC Control) |  | Switching _All_WEF 15th Jul 25.pdf ¦ Page 18 ¦ AC Control ¦ LC1K0610* | WORKING
Motor Control | Power Contactor | Power Contactor | CONTACTOR¦POWER_CONTACTOR | Power Contactor | K_POW_3.0kW_1NO | K Power Contactor ¦ 3.0 kW ¦ 1NO | K_POW_3.0kW_1NO | Power Contactor – K ¦ 3.0 kW ¦ Aux 1NO ¦ AC3 ¦ Coil 220VAC | Power Contactor ¦ K ¦ 3.0 kW ¦ Aux 1NO ¦ AC3 ¦ Coil 220VAC | K_POWER_CONTACTOR ¦ AC_CONTROL | [8 empty] | SYSTEM_VOLTAGE_V | 415 | V | MOTOR_KW | 3 | kW | [18 empty] | MOTOR_KW | 3 | kW | AUX_CONTACTS | 1NO | - | COIL | 220VAC | - | [15 empty] | 3P | AC3 |  |  | AC | 220 | VAC | 1NO | [8 empty] | Schneider Electric | TeSys K | K | LC1K0610M7 |  | K_POW_3.0kW_1NO |  |  | 1830 | INR | 2025-07-15 | Schneider WEF 15-Jul-2025 | Switching _All_WEF 15th Jul 25.pdf | 18 | Power Contactors - K Model (3 Pole AC & DC Control) |  | Switching _All_WEF 15th Jul 25.pdf ¦ Page 18 ¦ AC Control ¦ LC1K0610* | WORKING
Motor Control | Power Contactor | Power Contactor | CONTACTOR¦POWER_CONTACTOR | Power Contactor | K_POW_3.0kW_1NO | K Power Contactor ¦ 3.0 kW ¦ 1NO | K_POW_3.0kW_1NO | Power Contactor – K ¦ 3.0 kW ¦ Aux 1NO ¦ AC3 ¦ Coil 415VAC | Power Contactor ¦ K ¦ 3.0 kW ¦ Aux 1NO ¦ AC3 ¦ Coil 415VAC | K_POWER_CONTACTOR ¦ AC_CONTROL | [8 empty] | SYSTEM_VOLTAGE_V | 415 | V | MOTOR_KW | 3 | kW | [18 empty] | MOTOR_KW | 3 | kW | AUX_CONTACTS | 1NO | - | COIL | 415VAC | - | [15 empty] | 3P | AC3 |  |  | AC | 415 | VAC | 1NO | [8 empty] | Schneider Electric | TeSys K | K | LC1K0610N7 |  | K_POW_3.0kW_1NO |  |  | 1830 | INR | 2025-07-15 | Schneider WEF 15-Jul-2025 | Switching _All_WEF 15th Jul 25.pdf | 18 | Power Contactors - K Model (3 Pole AC & DC Control) |  | Switching _All_WEF 15th Jul 25.pdf ¦ Page 18 ¦ AC Control ¦ LC1K0610* | WORKING
Motor Control | Power Contactor | Power Contactor | CONTACTOR¦POWER_CONTACTOR | Power Contactor | K_POW_3.0kW_1NO | K Power Contactor ¦ 3.0 kW ¦ 1NO | K_POW_3.0kW_1NO | Power Contactor – K ¦ 3.0 kW ¦ Aux 1NO ¦ AC3 ¦ Coil 24VDC | Power Contactor ¦ K ¦ 3.0 kW ¦ Aux 1NO ¦ AC3 ¦ Coil 24VDC | K_POWER_CONTACTOR ¦ DC_CONTROL | [8 empty] | SYSTEM_VOLTAGE_V | 415 | V | MOTOR_KW | 3 | kW | [18 empty] | MOTOR_KW | 3 | kW | AUX_CONTACTS | 1NO | - | COIL | 24VDC | - | [15 empty] | 3P | AC3 |  |  | DC | 24 | V | 1NO | [8 empty] | Schneider Electric | TeSys K | K | LP1K0610BD |  | K_POW_3.0kW_1NO |  |  | 2860 | INR | 2025-07-15 | Schneider WEF 15-Jul-2025 | Switching _All_WEF 15th Jul 25.pdf | 18 | Power Contactors - K Model (3 Pole AC & DC Control) |  | Switching _All_WEF 15th Jul 25.pdf ¦ Page 18 ¦ DC Control ¦ LP1K0610** | WORKING
Motor Control | Power Contactor | Power Contactor | CONTACTOR¦POWER_CONTACTOR | Power Contactor | K_POW_3.0kW_1NO | K Power Contactor ¦ 3.0 kW ¦ 1NO | K_POW_3.0kW_1NO | Power Contactor – K ¦ 3.0 kW ¦ Aux 1NO ¦ AC3 ¦ Coil 110VDC | Power Contactor ¦ K ¦ 3.0 kW ¦ Aux 1NO ¦ AC3 ¦ Coil 110VDC | K_POWER_CONTACTOR ¦ DC_CONTROL | [8 empty] | SYSTEM_VOLTAGE_V | 415 | V | MOTOR_KW | 3 | kW | [18 empty] | MOTOR_KW | 3 | kW | AUX_CONTACTS | 1NO | - | COIL | 110VDC | - | [15 empty] | 3P | AC3 |  |  | DC | 110 | V | 1NO | [8 empty] | Schneider Electric | TeSys K | K | LP1K0610FD |  | K_POW_3.0kW_1NO |  |  | 3455 | INR | 2025-07-15 | Schneider WEF 15-Jul-2025 | Switching _All_WEF 15th Jul 25.pdf | 18 | Power Contactors - K Model (3 Pole AC & DC Control) |  | Switching _All_WEF 15th Jul 25.pdf ¦ Page 18 ¦ DC Control ¦ LP1K0610** | WORKING
Motor Control | Power Contactor | Power Contactor | CONTACTOR¦POWER_CONTACTOR | Power Contactor | K_POW_5.5kW_1NC | K Power Contactor ¦ 5.5 kW ¦ 1NC | K_POW_5.5kW_1NC | Power Contactor – K ¦ 5.5 kW ¦ Aux 1NC ¦ AC3 ¦ Coil 24VAC | Power Contactor ¦ K ¦ 5.5 kW ¦ Aux 1NC ¦ AC3 ¦ Coil 24VAC | K_POWER_CONTACTOR ¦ AC_CONTROL | [8 empty] | SYSTEM_VOLTAGE_V | 415 | V | MOTOR_KW | 5.5 | kW | [18 empty] | MOTOR_KW | 5.5 | kW | AUX_CONTACTS | 1NC | - | COIL | 24VAC | - | [15 empty] | 3P | AC3 |  |  | AC | 24 | VAC | 1NC | [8 empty] | Schneider Electric | TeSys K | K | LC1K0901B7 |  | K_POW_5.5kW_1NC |  |  | 1915 | INR | 2025-07-15 | Schneider WEF 15-Jul-2025 | Switching _All_WEF 15th Jul 25.pdf | 18 | Power Contactors - K Model (3 Pole AC & DC Control) |  | Switching _All_WEF 15th Jul 25.pdf ¦ Page 18 ¦ AC Control ¦ LC1K0901* | WORKING
Motor Control | Power Contactor | Power Contactor | CONTACTOR¦POWER_CONTACTOR | Power Contactor | K_POW_5.5kW_1NC | K Power Contactor ¦ 5.5 kW ¦ 1NC | K_POW_5.5kW_1NC | Power Contactor – K ¦ 5.5 kW ¦ Aux 1NC ¦ AC3 ¦ Coil 110VAC | Power Contactor ¦ K ¦ 5.5 kW ¦ Aux 1NC ¦ AC3 ¦ Coil 110VAC | K_POWER_CONTACTOR ¦ AC_CONTROL | [8 empty] | SYSTEM_VOLTAGE_V | 415 | V | MOTOR_KW | 5.5 | kW | [18 empty] | MOTOR_KW | 5.5 | kW | AUX_CONTACTS | 1NC | - | COIL | 110VAC | - | [15 empty] | 3P | AC3 |  |  | AC | 110 | VAC | 1NC | [8 empty] | Schneider Electric | TeSys K | K | LC1K0901F7 |  | K_POW_5.5kW_1NC |  |  | 1915 | INR | 2025-07-15 | Schneider WEF 15-Jul-2025 | Switching _All_WEF 15th Jul 25.pdf | 18 | Power Contactors - K Model (3 Pole AC & DC Control) |  | Switching _All_WEF 15th Jul 25.pdf ¦ Page 18 ¦ AC Control ¦ LC1K0901* | WORKING
Motor Control | Power Contactor | Power Contactor | CONTACTOR¦POWER_CONTACTOR | Power Contactor | K_POW_5.5kW_1NC | K Power Contactor ¦ 5.5 kW ¦ 1NC | K_POW_5.5kW_1NC | Power Contactor – K ¦ 5.5 kW ¦ Aux 1NC ¦ AC3 ¦ Coil 220VAC | Power Contactor ¦ K ¦ 5.5 kW ¦ Aux 1NC ¦ AC3 ¦ Coil 220VAC | K_POWER_CONTACTOR ¦ AC_CONTROL | [8 empty] | SYSTEM_VOLTAGE_V | 415 | V | MOTOR_KW | 5.5 | kW | [18 empty] | MOTOR_KW | 5.5 | kW | AUX_CONTACTS | 1NC | - | COIL | 220VAC | - | [15 empty] | 3P | AC3 |  |  | AC | 220 | VAC | 1NC | [8 empty] | Schneider Electric | TeSys K | K | LC1K0901M7 |  | K_POW_5.5kW_1NC |  |  | 1915 | INR | 2025-07-15 | Schneider WEF 15-Jul-2025 | Switching _All_WEF 15th Jul 25.pdf | 18 | Power Contactors - K Model (3 Pole AC & DC Control) |  | Switching _All_WEF 15th Jul 25.pdf ¦ Page 18 ¦ AC Control ¦ LC1K0901* | WORKING
Motor Control | Power Contactor | Power Contactor | CONTACTOR¦POWER_CONTACTOR | Power Contactor | K_POW_5.5kW_1NC | K Power Contactor ¦ 5.5 kW ¦ 1NC | K_POW_5.5kW_1NC | Power Contactor – K ¦ 5.5 kW ¦ Aux 1NC ¦ AC3 ¦ Coil 415VAC | Power Contactor ¦ K ¦ 5.5 kW ¦ Aux 1NC ¦ AC3 ¦ Coil 415VAC | K_POWER_CONTACTOR ¦ AC_CONTROL | [8 empty] | SYSTEM_VOLTAGE_V | 415 | V | MOTOR_KW | 5.5 | kW | [18 empty] | MOTOR_KW | 5.5 | kW | AUX_CONTACTS | 1NC | - | COIL | 415VAC | - | [15 empty] | 3P | AC3 |  |  | AC | 415 | VAC | 1NC | [8 empty] | Schneider Electric | TeSys K | K | LC1K0901N7 |  | K_POW_5.5kW_1NC |  |  | 2315 | INR | 2025-07-15 | Schneider WEF 15-Jul-2025 | Switching _All_WEF 15th Jul 25.pdf | 18 | Power Contactors - K Model (3 Pole AC & DC Control) |  | Switching _All_WEF 15th Jul 25.pdf ¦ Page 18 ¦ AC Control ¦ LC1K0901* | WORKING
Motor Control | Power Contactor | Power Contactor | CONTACTOR¦POWER_CONTACTOR | Power Contactor | K_POW_5.5kW_1NC | K Power Contactor ¦ 5.5 kW ¦ 1NC | K_POW_5.5kW_1NC | Power Contactor – K ¦ 5.5 kW ¦ Aux 1NC ¦ AC3 ¦ Coil 24VDC | Power Contactor ¦ K ¦ 5.5 kW ¦ Aux 1NC ¦ AC3 ¦ Coil 24VDC | K_POWER_CONTACTOR ¦ DC_CONTROL | [8 empty] | SYSTEM_VOLTAGE_V | 415 | V | MOTOR_KW | 5.5 | kW | [18 empty] | MOTOR_KW | 5.5 | kW | AUX_CONTACTS | 1NC | - | COIL | 24VDC | - | [15 empty] | 3P | AC3 |  |  | DC | 24 | V | 1NC | [8 empty] | Schneider Electric | TeSys K | K | LP1K0901BD |  | K_POW_5.5kW_1NC |  |  | 3110 | INR | 2025-07-15 | Schneider WEF 15-Jul-2025 | Switching _All_WEF 15th Jul 25.pdf | 18 | Power Contactors - K Model (3 Pole AC & DC Control) |  | Switching _All_WEF 15th Jul 25.pdf ¦ Page 18 ¦ DC Control ¦ LP1K0901** | WORKING
Motor Control | Power Contactor | Power Contactor | CONTACTOR¦POWER_CONTACTOR | Power Contactor | K_POW_5.5kW_1NC | K Power Contactor ¦ 5.5 kW ¦ 1NC | K_POW_5.5kW_1NC | Power Contactor – K ¦ 5.5 kW ¦ Aux 1NC ¦ AC3 ¦ Coil 110VDC | Power Contactor ¦ K ¦ 5.5 kW ¦ Aux 1NC ¦ AC3 ¦ Coil 110VDC | K_POWER_CONTACTOR ¦ DC_CONTROL | [8 empty] | SYSTEM_VOLTAGE_V | 415 | V | MOTOR_KW | 5.5 | kW | [18 empty] | MOTOR_KW | 5.5 | kW | AUX_CONTACTS | 1NC | - | COIL | 110VDC | - | [15 empty] | 3P | AC3 |  |  | DC | 110 | V | 1NC | [8 empty] | Schneider Electric | TeSys K | K | LP1K0901FD |  | K_POW_5.5kW_1NC |  |  | 3110 | INR | 2025-07-15 | Schneider WEF 15-Jul-2025 | Switching _All_WEF 15th Jul 25.pdf | 18 | Power Contactors - K Model (3 Pole AC & DC Control) |  | Switching _All_WEF 15th Jul 25.pdf ¦ Page 18 ¦ DC Control ¦ LP1K0901** | WORKING
Motor Control | Power Contactor | Power Contactor | CONTACTOR¦POWER_CONTACTOR | Power Contactor | K_POW_5.5kW_1NC | K Power Contactor ¦ 5.5 kW ¦ 1NC | K_POW_5.5kW_1NC | Power Contactor – K ¦ 5.5 kW ¦ Aux 1NC ¦ AC3 ¦ Coil 220VDC | Power Contactor ¦ K ¦ 5.5 kW ¦ Aux 1NC ¦ AC3 ¦ Coil 220VDC | K_POWER_CONTACTOR ¦ DC_CONTROL | [8 empty] | SYSTEM_VOLTAGE_V | 415 | V | MOTOR_KW | 5.5 | kW | [18 empty] | MOTOR_KW | 5.5 | kW | AUX_CONTACTS | 1NC | - | COIL | 220VDC | - | [15 empty] | 3P | AC3 |  |  | DC | 220 | V | 1NC | [8 empty] | Schneider Electric | TeSys K | K | LP1K0901MD |  | K_POW_5.5kW_1NC |  |  | 3110 | INR | 2025-07-15 | Schneider WEF 15-Jul-2025 | Switching _All_WEF 15th Jul 25.pdf | 18 | Power Contactors - K Model (3 Pole AC & DC Control) |  | Switching _All_WEF 15th Jul 25.pdf ¦ Page 18 ¦ DC Control ¦ LP1K0901** | WORKING
Motor Control | Power Contactor | Power Contactor | CONTACTOR¦POWER_CONTACTOR | Power Contactor | K_POW_5.5kW_1NO | K Power Contactor ¦ 5.5 kW ¦ 1NO | K_POW_5.5kW_1NO | Power Contactor – K ¦ 5.5 kW ¦ Aux 1NO ¦ AC3 ¦ Coil 24VAC | Power Contactor ¦ K ¦ 5.5 kW ¦ Aux 1NO ¦ AC3 ¦ Coil 24VAC | K_POWER_CONTACTOR ¦ AC_CONTROL | [8 empty] | SYSTEM_VOLTAGE_V | 415 | V | MOTOR_KW | 5.5 | kW | [18 empty] | MOTOR_KW | 5.5 | kW | AUX_CONTACTS | 1NO | - | COIL | 24VAC | - | [15 empty] | 3P | AC3 |  |  | AC | 24 | VAC | 1NO | [8 empty] | Schneider Electric | TeSys K | K | LC1K0910B7 |  | K_POW_5.5kW_1NO |  |  | 1915 | INR | 2025-07-15 | Schneider WEF 15-Jul-2025 | Switching _All_WEF 15th Jul 25.pdf | 18 | Power Contactors - K Model (3 Pole AC & DC Control) |  | Switching _All_WEF 15th Jul 25.pdf ¦ Page 18 ¦ AC Control ¦ LC1K0910* | WORKING
Motor Control | Power Contactor | Power Contactor | CONTACTOR¦POWER_CONTACTOR | Power Contactor | K_POW_5.5kW_1NO | K Power Contactor ¦ 5.5 kW ¦ 1NO | K_POW_5.5kW_1NO | Power Contactor – K ¦ 5.5 kW ¦ Aux 1NO ¦ AC3 ¦ Coil 110VAC | Power Contactor ¦ K ¦ 5.5 kW ¦ Aux 1NO ¦ AC3 ¦ Coil 110VAC | K_POWER_CONTACTOR ¦ AC_CONTROL | [8 empty] | SYSTEM_VOLTAGE_V | 415 | V | MOTOR_KW | 5.5 | kW | [18 empty] | MOTOR_KW | 5.5 | kW | AUX_CONTACTS | 1NO | - | COIL | 110VAC | - | [15 empty] | 3P | AC3 |  |  | AC | 110 | VAC | 1NO | [8 empty] | Schneider Electric | TeSys K | K | LC1K0910F7 |  | K_POW_5.5kW_1NO |  |  | 1915 | INR | 2025-07-15 | Schneider WEF 15-Jul-2025 | Switching _All_WEF 15th Jul 25.pdf | 18 | Power Contactors - K Model (3 Pole AC & DC Control) |  | Switching _All_WEF 15th Jul 25.pdf ¦ Page 18 ¦ AC Control ¦ LC1K0910* | WORKING
Motor Control | Power Contactor | Power Contactor | CONTACTOR¦POWER_CONTACTOR | Power Contactor | K_POW_5.5kW_1NO | K Power Contactor ¦ 5.5 kW ¦ 1NO | K_POW_5.5kW_1NO | Power Contactor – K ¦ 5.5 kW ¦ Aux 1NO ¦ AC3 ¦ Coil 220VAC | Power Contactor ¦ K ¦ 5.5 kW ¦ Aux 1NO ¦ AC3 ¦ Coil 220VAC | K_POWER_CONTACTOR ¦ AC_CONTROL | [8 empty] | SYSTEM_VOLTAGE_V | 415 | V | MOTOR_KW | 5.5 | kW | [18 empty] | MOTOR_KW | 5.5 | kW | AUX_CONTACTS | 1NO | - | COIL | 220VAC | - | [15 empty] | 3P | AC3 |  |  | AC | 220 | VAC | 1NO | [8 empty] | Schneider Electric | TeSys K | K | LC1K0910M7 |  | K_POW_5.5kW_1NO |  |  | 1915 | INR | 2025-07-15 | Schneider WEF 15-Jul-2025 | Switching _All_WEF 15th Jul 25.pdf | 18 | Power Contactors - K Model (3 Pole AC & DC Control) |  | Switching _All_WEF 15th Jul 25.pdf ¦ Page 18 ¦ AC Control ¦ LC1K0910* | WORKING
Motor Control | Power Contactor | Power Contactor | CONTACTOR¦POWER_CONTACTOR | Power Contactor | K_POW_5.5kW_1NO | K Power Contactor ¦ 5.5 kW ¦ 1NO | K_POW_5.5kW_1NO | Power Contactor – K ¦ 5.5 kW ¦ Aux 1NO ¦ AC3 ¦ Coil 415VAC | Power Contactor ¦ K ¦ 5.5 kW ¦ Aux 1NO ¦ AC3 ¦ Coil 415VAC | K_POWER_CONTACTOR ¦ AC_CONTROL | [8 empty] | SYSTEM_VOLTAGE_V | 415 | V | MOTOR_KW | 5.5 | kW | [18 empty] | MOTOR_KW | 5.5 | kW | AUX_CONTACTS | 1NO | - | COIL | 415VAC | - | [15 empty] | 3P | AC3 |  |  | AC | 415 | VAC | 1NO | [8 empty] | Schneider Electric | TeSys K | K | LC1K0910N7 |  | K_POW_5.5kW_1NO |  |  | 1915 | INR | 2025-07-15 | Schneider WEF 15-Jul-2025 | Switching _All_WEF 15th Jul 25.pdf | 18 | Power Contactors - K Model (3 Pole AC & DC Control) |  | Switching _All_WEF 15th Jul 25.pdf ¦ Page 18 ¦ AC Control ¦ LC1K0910* | WORKING
Motor Control | Power Contactor | Power Contactor | CONTACTOR¦POWER_CONTACTOR | Power Contactor | K_POW_5.5kW_1NO | K Power Contactor ¦ 5.5 kW ¦ 1NO | K_POW_5.5kW_1NO | Power Contactor – K ¦ 5.5 kW ¦ Aux 1NO ¦ AC3 ¦ Coil 24VDC | Power Contactor ¦ K ¦ 5.5 kW ¦ Aux 1NO ¦ AC3 ¦ Coil 24VDC | K_POWER_CONTACTOR ¦ DC_CONTROL | [8 empty] | SYSTEM_VOLTAGE_V | 415 | V | MOTOR_KW | 5.5 | kW | [18 empty] | MOTOR_KW | 5.5 | kW | AUX_CONTACTS | 1NO | - | COIL | 24VDC | - | [15 empty] | 3P | AC3 |  |  | DC | 24 | V | 1NO | [8 empty] | Schneider Electric | TeSys K | K | LP1K0910BD |  | K_POW_5.5kW_1NO |  |  | 3110 | INR | 2025-07-15 | Schneider WEF 15-Jul-2025 | Switching _All_WEF 15th Jul 25.pdf | 18 | Power Contactors - K Model (3 Pole AC & DC Control) |  | Switching _All_WEF 15th Jul 25.pdf ¦ Page 18 ¦ DC Control ¦ LP1K0910** | WORKING
Motor Control | Power Contactor | Power Contactor | CONTACTOR¦POWER_CONTACTOR | Power Contactor | K_POW_5.5kW_1NO | K Power Contactor ¦ 5.5 kW ¦ 1NO | K_POW_5.5kW_1NO | Power Contactor – K ¦ 5.5 kW ¦ Aux 1NO ¦ AC3 ¦ Coil 110VDC | Power Contactor ¦ K ¦ 5.5 kW ¦ Aux 1NO ¦ AC3 ¦ Coil 110VDC | K_POWER_CONTACTOR ¦ DC_CONTROL | [8 empty] | SYSTEM_VOLTAGE_V | 415 | V | MOTOR_KW | 5.5 | kW | [18 empty] | MOTOR_KW | 5.5 | kW | AUX_CONTACTS | 1NO | - | COIL | 110VDC | - | [15 empty] | 3P | AC3 |  |  | DC | 110 | V | 1NO | [8 empty] | Schneider Electric | TeSys K | K | LP1K0910FD |  | K_POW_5.5kW_1NO |  |  | 3110 | INR | 2025-07-15 | Schneider WEF 15-Jul-2025 | Switching _All_WEF 15th Jul 25.pdf | 18 | Power Contactors - K Model (3 Pole AC & DC Control) |  | Switching _All_WEF 15th Jul 25.pdf ¦ Page 18 ¦ DC Control ¦ LP1K0910** | WORKING
Motor Control | Power Contactor | Power Contactor | CONTACTOR¦POWER_CONTACTOR | Power Contactor | K_POW_5.5kW_1NO | K Power Contactor ¦ 5.5 kW ¦ 1NO | K_POW_5.5kW_1NO | Power Contactor – K ¦ 5.5 kW ¦ Aux 1NO ¦ AC3 ¦ Coil 220VDC | Power Contactor ¦ K ¦ 5.5 kW ¦ Aux 1NO ¦ AC3 ¦ Coil 220VDC | K_POWER_CONTACTOR ¦ DC_CONTROL | [8 empty] | SYSTEM_VOLTAGE_V | 415 | V | MOTOR_KW | 5.5 | kW | [18 empty] | MOTOR_KW | 5.5 | kW | AUX_CONTACTS | 1NO | - | COIL | 220VDC | - | [15 empty] | 3P | AC3 |  |  | DC | 220 | V | 1NO | [8 empty] | Schneider Electric | TeSys K | K | LP1K0910MD |  | K_POW_5.5kW_1NO |  |  | 3110 | INR | 2025-07-15 | Schneider WEF 15-Jul-2025 | Switching _All_WEF 15th Jul 25.pdf | 18 | Power Contactors - K Model (3 Pole AC & DC Control) |  | Switching _All_WEF 15th Jul 25.pdf ¦ Page 18 ¦ DC Control ¦ LP1K0910** | WORKING
Motor Control | Power Contactor | Power Contactor | CONTACTOR¦POWER_CONTACTOR | Power Contactor | K_POW_7.5kW_1NC | K Power Contactor ¦ 7.5 kW ¦ 1NC | K_POW_7.5kW_1NC | Power Contactor – K ¦ 7.5 kW ¦ Aux 1NC ¦ AC3 ¦ Coil 24VAC | Power Contactor ¦ K ¦ 7.5 kW ¦ Aux 1NC ¦ AC3 ¦ Coil 24VAC | K_POWER_CONTACTOR ¦ AC_CONTROL | [8 empty] | SYSTEM_VOLTAGE_V | 415 | V | MOTOR_KW | 7.5 | kW | [18 empty] | MOTOR_KW | 7.5 | kW | AUX_CONTACTS | 1NC | - | COIL | 24VAC | - | [15 empty] | 3P | AC3 |  |  | AC | 24 | VAC | 1NC | [8 empty] | Schneider Electric | TeSys K | K | LC1K1201B7 |  | K_POW_7.5kW_1NC |  |  | 2165 | INR | 2025-07-15 | Schneider WEF 15-Jul-2025 | Switching _All_WEF 15th Jul 25.pdf | 18 | Power Contactors - K Model (3 Pole AC & DC Control) |  | Switching _All_WEF 15th Jul 25.pdf ¦ Page 18 ¦ AC Control ¦ LC1K1201* | WORKING
Motor Control | Power Contactor | Power Contactor | CONTACTOR¦POWER_CONTACTOR | Power Contactor | K_POW_7.5kW_1NC | K Power Contactor ¦ 7.5 kW ¦ 1NC | K_POW_7.5kW_1NC | Power Contactor – K ¦ 7.5 kW ¦ Aux 1NC ¦ AC3 ¦ Coil 110VAC | Power Contactor ¦ K ¦ 7.5 kW ¦ Aux 1NC ¦ AC3 ¦ Coil 110VAC | K_POWER_CONTACTOR ¦ AC_CONTROL | [8 empty] | SYSTEM_VOLTAGE_V | 415 | V | MOTOR_KW | 7.5 | kW | [18 empty] | MOTOR_KW | 7.5 | kW | AUX_CONTACTS | 1NC | - | COIL | 110VAC | - | [15 empty] | 3P | AC3 |  |  | AC | 110 | VAC | 1NC | [8 empty] | Schneider Electric | TeSys K | K | LC1K1201F7 |  | K_POW_7.5kW_1NC |  |  | 2165 | INR | 2025-07-15 | Schneider WEF 15-Jul-2025 | Switching _All_WEF 15th Jul 25.pdf | 18 | Power Contactors - K Model (3 Pole AC & DC Control) |  | Switching _All_WEF 15th Jul 25.pdf ¦ Page 18 ¦ AC Control ¦ LC1K1201* | WORKING
Motor Control | Power Contactor | Power Contactor | CONTACTOR¦POWER_CONTACTOR | Power Contactor | K_POW_7.5kW_1NC | K Power Contactor ¦ 7.5 kW ¦ 1NC | K_POW_7.5kW_1NC | Power Contactor – K ¦ 7.5 kW ¦ Aux 1NC ¦ AC3 ¦ Coil 220VAC | Power Contactor ¦ K ¦ 7.5 kW ¦ Aux 1NC ¦ AC3 ¦ Coil 220VAC | K_POWER_CONTACTOR ¦ AC_CONTROL | [8 empty] | SYSTEM_VOLTAGE_V | 415 | V | MOTOR_KW | 7.5 | kW | [18 empty] | MOTOR_KW | 7.5 | kW | AUX_CONTACTS | 1NC | - | COIL | 220VAC | - | [15 empty] | 3P | AC3 |  |  | AC | 220 | VAC | 1NC | [8 empty] | Schneider Electric | TeSys K | K | LC1K1201M7 |  | K_POW_7.5kW_1NC |  |  | 2165 | INR | 2025-07-15 | Schneider WEF 15-Jul-2025 | Switching _All_WEF 15th Jul 25.pdf | 18 | Power Contactors - K Model (3 Pole AC & DC Control) |  | Switching _All_WEF 15th Jul 25.pdf ¦ Page 18 ¦ AC Control ¦ LC1K1201* | WORKING
Motor Control | Power Contactor | Power Contactor | CONTACTOR¦POWER_CONTACTOR | Power Contactor | K_POW_7.5kW_1NC | K Power Contactor ¦ 7.5 kW ¦ 1NC | K_POW_7.5kW_1NC | Power Contactor – K ¦ 7.5 kW ¦ Aux 1NC ¦ AC3 ¦ Coil 24VDC | Power Contactor ¦ K ¦ 7.5 kW ¦ Aux 1NC ¦ AC3 ¦ Coil 24VDC | K_POWER_CONTACTOR ¦ DC_CONTROL | [8 empty] | SYSTEM_VOLTAGE_V | 415 | V | MOTOR_KW | 7.5 | kW | [18 empty] | MOTOR_KW | 7.5 | kW | AUX_CONTACTS | 1NC | - | COIL | 24VDC | - | [15 empty] | 3P | AC3 |  |  | DC | 24 | V | 1NC | [8 empty] | Schneider Electric | TeSys K | K | LP1K1201BD |  | K_POW_7.5kW_1NC |  |  | 3605 | INR | 2025-07-15 | Schneider WEF 15-Jul-2025 | Switching _All_WEF 15th Jul 25.pdf | 18 | Power Contactors - K Model (3 Pole AC & DC Control) |  | Switching _All_WEF 15th Jul 25.pdf ¦ Page 18 ¦ DC Control ¦ LP1K1201** | WORKING
Motor Control | Power Contactor | Power Contactor | CONTACTOR¦POWER_CONTACTOR | Power Contactor | K_POW_7.5kW_1NO | K Power Contactor ¦ 7.5 kW ¦ 1NO | K_POW_7.5kW_1NO | Power Contactor – K ¦ 7.5 kW ¦ Aux 1NO ¦ AC3 ¦ Coil 24VAC | Power Contactor ¦ K ¦ 7.5 kW ¦ Aux 1NO ¦ AC3 ¦ Coil 24VAC | K_POWER_CONTACTOR ¦ AC_CONTROL | [8 empty] | SYSTEM_VOLTAGE_V | 415 | V | MOTOR_KW | 7.5 | kW | [18 empty] | MOTOR_KW | 7.5 | kW | AUX_CONTACTS | 1NO | - | COIL | 24VAC | - | [15 empty] | 3P | AC3 |  |  | AC | 24 | VAC | 1NO | [8 empty] | Schneider Electric | TeSys K | K | LC1K1210B7 |  | K_POW_7.5kW_1NO |  |  | 2165 | INR | 2025-07-15 | Schneider WEF 15-Jul-2025 | Switching _All_WEF 15th Jul 25.pdf | 18 | Power Contactors - K Model (3 Pole AC & DC Control) |  | Switching _All_WEF 15th Jul 25.pdf ¦ Page 18 ¦ AC Control ¦ LC1K1210* | WORKING
Motor Control | Power Contactor | Power Contactor | CONTACTOR¦POWER_CONTACTOR | Power Contactor | K_POW_7.5kW_1NO | K Power Contactor ¦ 7.5 kW ¦ 1NO | K_POW_7.5kW_1NO | Power Contactor – K ¦ 7.5 kW ¦ Aux 1NO ¦ AC3 ¦ Coil 110VAC | Power Contactor ¦ K ¦ 7.5 kW ¦ Aux 1NO ¦ AC3 ¦ Coil 110VAC | K_POWER_CONTACTOR ¦ AC_CONTROL | [8 empty] | SYSTEM_VOLTAGE_V | 415 | V | MOTOR_KW | 7.5 | kW | [18 empty] | MOTOR_KW | 7.5 | kW | AUX_CONTACTS | 1NO | - | COIL | 110VAC | - | [15 empty] | 3P | AC3 |  |  | AC | 110 | VAC | 1NO | [8 empty] | Schneider Electric | TeSys K | K | LC1K1210F7 |  | K_POW_7.5kW_1NO |  |  | 2165 | INR | 2025-07-15 | Schneider WEF 15-Jul-2025 | Switching _All_WEF 15th Jul 25.pdf | 18 | Power Contactors - K Model (3 Pole AC & DC Control) |  | Switching _All_WEF 15th Jul 25.pdf ¦ Page 18 ¦ AC Control ¦ LC1K1210* | WORKING
Motor Control | Power Contactor | Power Contactor | CONTACTOR¦POWER_CONTACTOR | Power Contactor | K_POW_7.5kW_1NO | K Power Contactor ¦ 7.5 kW ¦ 1NO | K_POW_7.5kW_1NO | Power Contactor – K ¦ 7.5 kW ¦ Aux 1NO ¦ AC3 ¦ Coil 220VAC | Power Contactor ¦ K ¦ 7.5 kW ¦ Aux 1NO ¦ AC3 ¦ Coil 220VAC | K_POWER_CONTACTOR ¦ AC_CONTROL | [8 empty] | SYSTEM_VOLTAGE_V | 415 | V | MOTOR_KW | 7.5 | kW | [18 empty] | MOTOR_KW | 7.5 | kW | AUX_CONTACTS | 1NO | - | COIL | 220VAC | - | [15 empty] | 3P | AC3 |  |  | AC | 220 | VAC | 1NO | [8 empty] | Schneider Electric | TeSys K | K | LC1K1210M7 |  | K_POW_7.5kW_1NO |  |  | 2165 | INR | 2025-07-15 | Schneider WEF 15-Jul-2025 | Switching _All_WEF 15th Jul 25.pdf | 18 | Power Contactors - K Model (3 Pole AC & DC Control) |  | Switching _All_WEF 15th Jul 25.pdf ¦ Page 18 ¦ AC Control ¦ LC1K1210* | WORKING
Motor Control | Power Contactor | Power Contactor | CONTACTOR¦POWER_CONTACTOR | Power Contactor | K_POW_7.5kW_1NO | K Power Contactor ¦ 7.5 kW ¦ 1NO | K_POW_7.5kW_1NO | Power Contactor – K ¦ 7.5 kW ¦ Aux 1NO ¦ AC3 ¦ Coil 415VAC | Power Contactor ¦ K ¦ 7.5 kW ¦ Aux 1NO ¦ AC3 ¦ Coil 415VAC | K_POWER_CONTACTOR ¦ AC_CONTROL | [8 empty] | SYSTEM_VOLTAGE_V | 415 | V | MOTOR_KW | 7.5 | kW | [18 empty] | MOTOR_KW | 7.5 | kW | AUX_CONTACTS | 1NO | - | COIL | 415VAC | - | [15 empty] | 3P | AC3 |  |  | AC | 415 | VAC | 1NO | [8 empty] | Schneider Electric | TeSys K | K | LC1K1210N7 |  | K_POW_7.5kW_1NO |  |  | 2610 | INR | 2025-07-15 | Schneider WEF 15-Jul-2025 | Switching _All_WEF 15th Jul 25.pdf | 18 | Power Contactors - K Model (3 Pole AC & DC Control) |  | Switching _All_WEF 15th Jul 25.pdf ¦ Page 18 ¦ AC Control ¦ LC1K1210* | WORKING
Motor Control | Power Contactor | Power Contactor | CONTACTOR¦POWER_CONTACTOR | Power Contactor | K_POW_7.5kW_1NO | K Power Contactor ¦ 7.5 kW ¦ 1NO | K_POW_7.5kW_1NO | Power Contactor – K ¦ 7.5 kW ¦ Aux 1NO ¦ AC3 ¦ Coil 24VDC | Power Contactor ¦ K ¦ 7.5 kW ¦ Aux 1NO ¦ AC3 ¦ Coil 24VDC | K_POWER_CONTACTOR ¦ DC_CONTROL | [8 empty] | SYSTEM_VOLTAGE_V | 415 | V | MOTOR_KW | 7.5 | kW | [18 empty] | MOTOR_KW | 7.5 | kW | AUX_CONTACTS | 1NO | - | COIL | 24VDC | - | [15 empty] | 3P | AC3 |  |  | DC | 24 | V | 1NO | [8 empty] | Schneider Electric | TeSys K | K | LP1K1210BD |  | K_POW_7.5kW_1NO |  |  | 3605 | INR | 2025-07-15 | Schneider WEF 15-Jul-2025 | Switching _All_WEF 15th Jul 25.pdf | 18 | Power Contactors - K Model (3 Pole AC & DC Control) |  | Switching _All_WEF 15th Jul 25.pdf ¦ Page 18 ¦ DC Control ¦ LP1K1210** | WORKING
Motor Control | Power Contactor | Power Contactor | CONTACTOR¦POWER_CONTACTOR | Power Contactor | K_POW_7.5kW_1NO | K Power Contactor ¦ 7.5 kW ¦ 1NO | K_POW_7.5kW_1NO | Power Contactor – K ¦ 7.5 kW ¦ Aux 1NO ¦ AC3 ¦ Coil 110VDC | Power Contactor ¦ K ¦ 7.5 kW ¦ Aux 1NO ¦ AC3 ¦ Coil 110VDC | K_POWER_CONTACTOR ¦ DC_CONTROL | [8 empty] | SYSTEM_VOLTAGE_V | 415 | V | MOTOR_KW | 7.5 | kW | [18 empty] | MOTOR_KW | 7.5 | kW | AUX_CONTACTS | 1NO | - | COIL | 110VDC | - | [15 empty] | 3P | AC3 |  |  | DC | 110 | V | 1NO | [8 empty] | Schneider Electric | TeSys K | K | LP1K1210FD |  | K_POW_7.5kW_1NO |  |  | 4360 | INR | 2025-07-15 | Schneider WEF 15-Jul-2025 | Switching _All_WEF 15th Jul 25.pdf | 18 | Power Contactors - K Model (3 Pole AC & DC Control) |  | Switching _All_WEF 15th Jul 25.pdf ¦ Page 18 ¦ DC Control ¦ LP1K1210** | WORKING
Motor Control | Power Contactor | Power Contactor | CONTACTOR¦POWER_CONTACTOR | Power Contactor | K_POW_7.5kW_1NO | K Power Contactor ¦ 7.5 kW ¦ 1NO | K_POW_7.5kW_1NO | Power Contactor – K ¦ 7.5 kW ¦ Aux 1NO ¦ AC3 ¦ Coil 220VDC | Power Contactor ¦ K ¦ 7.5 kW ¦ Aux 1NO ¦ AC3 ¦ Coil 220VDC | K_POWER_CONTACTOR ¦ DC_CONTROL | [8 empty] | SYSTEM_VOLTAGE_V | 415 | V | MOTOR_KW | 7.5 | kW | [18 empty] | MOTOR_KW | 7.5 | kW | AUX_CONTACTS | 1NO | - | COIL | 220VDC | - | [15 empty] | 3P | AC3 |  |  | DC | 220 | V | 1NO | [8 empty] | Schneider Electric | TeSys K | K | LP1K1210MD |  | K_POW_7.5kW_1NO |  |  | 4400 | INR | 2025-07-15 | Schneider WEF 15-Jul-2025 | Switching _All_WEF 15th Jul 25.pdf | 18 | Power Contactors - K Model (3 Pole AC & DC Control) |  | Switching _All_WEF 15th Jul 25.pdf ¦ Page 18 ¦ DC Control ¦ LP1K1210** | WORKING
Motor Control | Power Contactor | Power Contactor | CONTACTOR¦POWER_CONTACTOR | Power Contactor | K_POW_10.0kW_1NC | K Power Contactor ¦ 10.0 kW ¦ 1NC | K_POW_10.0kW_1NC | Power Contactor – K ¦ 10.0 kW ¦ Aux 1NC ¦ AC3 ¦ Coil 24VAC | Power Contactor ¦ K ¦ 10.0 kW ¦ Aux 1NC ¦ AC3 ¦ Coil 24VAC | K_POWER_CONTACTOR ¦ AC_CONTROL | [8 empty] | SYSTEM_VOLTAGE_V | 415 | V | MOTOR_KW | 10 | kW | [18 empty] | MOTOR_KW | 10 | kW | AUX_CONTACTS | 1NC | - | COIL | 24VAC | - | [15 empty] | 3P | AC3 |  |  | AC | 24 | VAC | 1NC | [8 empty] | Schneider Electric | TeSys K | K | LC1K1601B7 |  | K_POW_10.0kW_1NC |  |  | 2560 | INR | 2025-07-15 | Schneider WEF 15-Jul-2025 | Switching _All_WEF 15th Jul 25.pdf | 18 | Power Contactors - K Model (3 Pole AC & DC Control) |  | Switching _All_WEF 15th Jul 25.pdf ¦ Page 18 ¦ AC Control ¦ LC1K1601* | WORKING
Motor Control | Power Contactor | Power Contactor | CONTACTOR¦POWER_CONTACTOR | Power Contactor | K_POW_10.0kW_1NC | K Power Contactor ¦ 10.0 kW ¦ 1NC | K_POW_10.0kW_1NC | Power Contactor – K ¦ 10.0 kW ¦ Aux 1NC ¦ AC3 ¦ Coil 110VAC | Power Contactor ¦ K ¦ 10.0 kW ¦ Aux 1NC ¦ AC3 ¦ Coil 110VAC | K_POWER_CONTACTOR ¦ AC_CONTROL | [8 empty] | SYSTEM_VOLTAGE_V | 415 | V | MOTOR_KW | 10 | kW | [18 empty] | MOTOR_KW | 10 | kW | AUX_CONTACTS | 1NC | - | COIL | 110VAC | - | [15 empty] | 3P | AC3 |  |  | AC | 110 | VAC | 1NC | [8 empty] | Schneider Electric | TeSys K | K | LC1K1601F7 |  | K_POW_10.0kW_1NC |  |  | 2560 | INR | 2025-07-15 | Schneider WEF 15-Jul-2025 | Switching _All_WEF 15th Jul 25.pdf | 18 | Power Contactors - K Model (3 Pole AC & DC Control) |  | Switching _All_WEF 15th Jul 25.pdf ¦ Page 18 ¦ AC Control ¦ LC1K1601* | WORKING
Motor Control | Power Contactor | Power Contactor | CONTACTOR¦POWER_CONTACTOR | Power Contactor | K_POW_10.0kW_1NC | K Power Contactor ¦ 10.0 kW ¦ 1NC | K_POW_10.0kW_1NC | Power Contactor – K ¦ 10.0 kW ¦ Aux 1NC ¦ AC3 ¦ Coil 220VAC | Power Contactor ¦ K ¦ 10.0 kW ¦ Aux 1NC ¦ AC3 ¦ Coil 220VAC | K_POWER_CONTACTOR ¦ AC_CONTROL | [8 empty] | SYSTEM_VOLTAGE_V | 415 | V | MOTOR_KW | 10 | kW | [18 empty] | MOTOR_KW | 10 | kW | AUX_CONTACTS | 1NC | - | COIL | 220VAC | - | [15 empty] | 3P | AC3 |  |  | AC | 220 | VAC | 1NC | [8 empty] | Schneider Electric | TeSys K | K | LC1K1601M7 |  | K_POW_10.0kW_1NC |  |  | 2560 | INR | 2025-07-15 | Schneider WEF 15-Jul-2025 | Switching _All_WEF 15th Jul 25.pdf | 18 | Power Contactors - K Model (3 Pole AC & DC Control) |  | Switching _All_WEF 15th Jul 25.pdf ¦ Page 18 ¦ AC Control ¦ LC1K1601* | WORKING
Motor Control | Power Contactor | Power Contactor | CONTACTOR¦POWER_CONTACTOR | Power Contactor | K_POW_10.0kW_1NO | K Power Contactor ¦ 10.0 kW ¦ 1NO | K_POW_10.0kW_1NO | Power Contactor – K ¦ 10.0 kW ¦ Aux 1NO ¦ AC3 ¦ Coil 24VAC | Power Contactor ¦ K ¦ 10.0 kW ¦ Aux 1NO ¦ AC3 ¦ Coil 24VAC | K_POWER_CONTACTOR ¦ AC_CONTROL | [8 empty] | SYSTEM_VOLTAGE_V | 415 | V | MOTOR_KW | 10 | kW | [18 empty] | MOTOR_KW | 10 | kW | AUX_CONTACTS | 1NO | - | COIL | 24VAC | - | [15 empty] | 3P | AC3 |  |  | AC | 24 | VAC | 1NO | [8 empty] | Schneider Electric | TeSys K | K | LC1K1610B7 |  | K_POW_10.0kW_1NO |  |  | 2560 | INR | 2025-07-15 | Schneider WEF 15-Jul-2025 | Switching _All_WEF 15th Jul 25.pdf | 18 | Power Contactors - K Model (3 Pole AC & DC Control) |  | Switching _All_WEF 15th Jul 25.pdf ¦ Page 18 ¦ AC Control ¦ LC1K1610* | WORKING
Motor Control | Power Contactor | Power Contactor | CONTACTOR¦POWER_CONTACTOR | Power Contactor | K_POW_10.0kW_1NO | K Power Contactor ¦ 10.0 kW ¦ 1NO | K_POW_10.0kW_1NO | Power Contactor – K ¦ 10.0 kW ¦ Aux 1NO ¦ AC3 ¦ Coil 110VAC | Power Contactor ¦ K ¦ 10.0 kW ¦ Aux 1NO ¦ AC3 ¦ Coil 110VAC | K_POWER_CONTACTOR ¦ AC_CONTROL | [8 empty] | SYSTEM_VOLTAGE_V | 415 | V | MOTOR_KW | 10 | kW | [18 empty] | MOTOR_KW | 10 | kW | AUX_CONTACTS | 1NO | - | COIL | 110VAC | - | [15 empty] | 3P | AC3 |  |  | AC | 110 | VAC | 1NO | [8 empty] | Schneider Electric | TeSys K | K | LC1K1610F7 |  | K_POW_10.0kW_1NO |  |  | 2560 | INR | 2025-07-15 | Schneider WEF 15-Jul-2025 | Switching _All_WEF 15th Jul 25.pdf | 18 | Power Contactors - K Model (3 Pole AC & DC Control) |  | Switching _All_WEF 15th Jul 25.pdf ¦ Page 18 ¦ AC Control ¦ LC1K1610* | WORKING
Motor Control | Power Contactor | Power Contactor | CONTACTOR¦POWER_CONTACTOR | Power Contactor | K_POW_10.0kW_1NO | K Power Contactor ¦ 10.0 kW ¦ 1NO | K_POW_10.0kW_1NO | Power Contactor – K ¦ 10.0 kW ¦ Aux 1NO ¦ AC3 ¦ Coil 220VAC | Power Contactor ¦ K ¦ 10.0 kW ¦ Aux 1NO ¦ AC3 ¦ Coil 220VAC | K_POWER_CONTACTOR ¦ AC_CONTROL | [8 empty] | SYSTEM_VOLTAGE_V | 415 | V | MOTOR_KW | 10 | kW | [18 empty] | MOTOR_KW | 10 | kW | AUX_CONTACTS | 1NO | - | COIL | 220VAC | - | [15 empty] | 3P | AC3 |  |  | AC | 220 | VAC | 1NO | [8 empty] | Schneider Electric | TeSys K | K | LC1K1610M7 |  | K_POW_10.0kW_1NO |  |  | 2560 | INR | 2025-07-15 | Schneider WEF 15-Jul-2025 | Switching _All_WEF 15th Jul 25.pdf | 18 | Power Contactors - K Model (3 Pole AC & DC Control) |  | Switching _All_WEF 15th Jul 25.pdf ¦ Page 18 ¦ AC Control ¦ LC1K1610* | WORKING
Motor Control | Reversing Contactor | Reversing Contactor | CONTACTOR¦REVERSING_CONTACTOR | Reversing Contactor | K_REV_3.0kW_1NC | K Reversing Contactor ¦ 3.0 kW ¦ 1NC | K_REV_3.0kW_1NC | Reversing Contactor – K ¦ 3.0 kW ¦ Aux 1NC ¦ AC3 ¦ Coil 110VAC | Reversing Contactor ¦ K ¦ 3.0 kW ¦ Aux 1NC ¦ AC3 ¦ Coil 110VAC | K_REVERSING_CONTACTOR ¦ AC_CONTROL | [8 empty] | SYSTEM_VOLTAGE_V | 415 | V | MOTOR_KW | 3 | kW | [18 empty] | MOTOR_KW | 3 | kW | AUX_CONTACTS | 1NC | - | COIL | 110VAC | - | [15 empty] | 3P | AC3 |  |  | AC | 110 | VAC | 1NC | [8 empty] | Schneider Electric | TeSys K | K | LC2K0601F7 |  | K_REV_3.0kW_1NC |  |  | 6095 | INR | 2025-07-15 | Schneider WEF 15-Jul-2025 | Switching _All_WEF 15th Jul 25.pdf | 18 | Reversing Contactors - K Model |  | Switching _All_WEF 15th Jul 25.pdf ¦ Page 18 ¦ Reversing ¦ LC2K0601* | WORKING
Motor Control | Reversing Contactor | Reversing Contactor | CONTACTOR¦REVERSING_CONTACTOR | Reversing Contactor | K_REV_3.0kW_1NC | K Reversing Contactor ¦ 3.0 kW ¦ 1NC | K_REV_3.0kW_1NC | Reversing Contactor – K ¦ 3.0 kW ¦ Aux 1NC ¦ AC3 ¦ Coil 220VAC | Reversing Contactor ¦ K ¦ 3.0 kW ¦ Aux 1NC ¦ AC3 ¦ Coil 220VAC | K_REVERSING_CONTACTOR ¦ AC_CONTROL | [8 empty] | SYSTEM_VOLTAGE_V | 415 | V | MOTOR_KW | 3 | kW | [18 empty] | MOTOR_KW | 3 | kW | AUX_CONTACTS | 1NC | - | COIL | 220VAC | - | [15 empty] | 3P | AC3 |  |  | AC | 220 | VAC | 1NC | [8 empty] | Schneider Electric | TeSys K | K | LC2K0601M7 |  | K_REV_3.0kW_1NC |  |  | 6095 | INR | 2025-07-15 | Schneider WEF 15-Jul-2025 | Switching _All_WEF 15th Jul 25.pdf | 18 | Reversing Contactors - K Model |  | Switching _All_WEF 15th Jul 25.pdf ¦ Page 18 ¦ Reversing ¦ LC2K0601* | WORKING
Motor Control | Reversing Contactor | Reversing Contactor | CONTACTOR¦REVERSING_CONTACTOR | Reversing Contactor | K_REV_3.0kW_1NO | K Reversing Contactor ¦ 3.0 kW ¦ 1NO | K_REV_3.0kW_1NO | Reversing Contactor – K ¦ 3.0 kW ¦ Aux 1NO ¦ AC3 ¦ Coil 110VAC | Reversing Contactor ¦ K ¦ 3.0 kW ¦ Aux 1NO ¦ AC3 ¦ Coil 110VAC | K_REVERSING_CONTACTOR ¦ AC_CONTROL | [8 empty] | SYSTEM_VOLTAGE_V | 415 | V | MOTOR_KW | 3 | kW | [18 empty] | MOTOR_KW | 3 | kW | AUX_CONTACTS | 1NO | - | COIL | 110VAC | - | [15 empty] | 3P | AC3 |  |  | AC | 110 | VAC | 1NO | [8 empty] | Schneider Electric | TeSys K | K | LC2K0610F7 |  | K_REV_3.0kW_1NO |  |  | 6095 | INR | 2025-07-15 | Schneider WEF 15-Jul-2025 | Switching _All_WEF 15th Jul 25.pdf | 18 | Reversing Contactors - K Model |  | Switching _All_WEF 15th Jul 25.pdf ¦ Page 18 ¦ Reversing ¦ LC2K0610* | WORKING
Motor Control | Reversing Contactor | Reversing Contactor | CONTACTOR¦REVERSING_CONTACTOR | Reversing Contactor | K_REV_3.0kW_1NO | K Reversing Contactor ¦ 3.0 kW ¦ 1NO | K_REV_3.0kW_1NO | Reversing Contactor – K ¦ 3.0 kW ¦ Aux 1NO ¦ AC3 ¦ Coil 220VAC | Reversing Contactor ¦ K ¦ 3.0 kW ¦ Aux 1NO ¦ AC3 ¦ Coil 220VAC | K_REVERSING_CONTACTOR ¦ AC_CONTROL | [8 empty] | SYSTEM_VOLTAGE_V | 415 | V | MOTOR_KW | 3 | kW | [18 empty] | MOTOR_KW | 3 | kW | AUX_CONTACTS | 1NO | - | COIL | 220VAC | - | [15 empty] | 3P | AC3 |  |  | AC | 220 | VAC | 1NO | [8 empty] | Schneider Electric | TeSys K | K | LC2K0610M7 |  | K_REV_3.0kW_1NO |  |  | 6095 | INR | 2025-07-15 | Schneider WEF 15-Jul-2025 | Switching _All_WEF 15th Jul 25.pdf | 18 | Reversing Contactors - K Model |  | Switching _All_WEF 15th Jul 25.pdf ¦ Page 18 ¦ Reversing ¦ LC2K0610* | WORKING
Motor Control | Reversing Contactor | Reversing Contactor | CONTACTOR¦REVERSING_CONTACTOR | Reversing Contactor | K_REV_5.5kW_1NC | K Reversing Contactor ¦ 5.5 kW ¦ 1NC | K_REV_5.5kW_1NC | Reversing Contactor – K ¦ 5.5 kW ¦ Aux 1NC ¦ AC3 ¦ Coil 110VAC | Reversing Contactor ¦ K ¦ 5.5 kW ¦ Aux 1NC ¦ AC3 ¦ Coil 110VAC | K_REVERSING_CONTACTOR ¦ AC_CONTROL | [8 empty] | SYSTEM_VOLTAGE_V | 415 | V | MOTOR_KW | 5.5 | kW | [18 empty] | MOTOR_KW | 5.5 | kW | AUX_CONTACTS | 1NC | - | COIL | 110VAC | - | [15 empty] | 3P | AC3 |  |  | AC | 110 | VAC | 1NC | [8 empty] | Schneider Electric | TeSys K | K | LC2K0901F7 |  | K_REV_5.5kW_1NC |  |  | 6505 | INR | 2025-07-15 | Schneider WEF 15-Jul-2025 | Switching _All_WEF 15th Jul 25.pdf | 18 | Reversing Contactors - K Model |  | Switching _All_WEF 15th Jul 25.pdf ¦ Page 18 ¦ Reversing ¦ LC2K0901* | WORKING
Motor Control | Reversing Contactor | Reversing Contactor | CONTACTOR¦REVERSING_CONTACTOR | Reversing Contactor | K_REV_5.5kW_1NC | K Reversing Contactor ¦ 5.5 kW ¦ 1NC | K_REV_5.5kW_1NC | Reversing Contactor – K ¦ 5.5 kW ¦ Aux 1NC ¦ AC3 ¦ Coil 220VAC | Reversing Contactor ¦ K ¦ 5.5 kW ¦ Aux 1NC ¦ AC3 ¦ Coil 220VAC | K_REVERSING_CONTACTOR ¦ AC_CONTROL | [8 empty] | SYSTEM_VOLTAGE_V | 415 | V | MOTOR_KW | 5.5 | kW | [18 empty] | MOTOR_KW | 5.5 | kW | AUX_CONTACTS | 1NC | - | COIL | 220VAC | - | [15 empty] | 3P | AC3 |  |  | AC | 220 | VAC | 1NC | [8 empty] | Schneider Electric | TeSys K | K | LC2K0901M7 |  | K_REV_5.5kW_1NC |  |  | 6505 | INR | 2025-07-15 | Schneider WEF 15-Jul-2025 | Switching _All_WEF 15th Jul 25.pdf | 18 | Reversing Contactors - K Model |  | Switching _All_WEF 15th Jul 25.pdf ¦ Page 18 ¦ Reversing ¦ LC2K0901* | WORKING
Motor Control | Reversing Contactor | Reversing Contactor | CONTACTOR¦REVERSING_CONTACTOR | Reversing Contactor | K_REV_5.5kW_1NO | K Reversing Contactor ¦ 5.5 kW ¦ 1NO | K_REV_5.5kW_1NO | Reversing Contactor – K ¦ 5.5 kW ¦ Aux 1NO ¦ AC3 ¦ Coil 110VAC | Reversing Contactor ¦ K ¦ 5.5 kW ¦ Aux 1NO ¦ AC3 ¦ Coil 110VAC | K_REVERSING_CONTACTOR ¦ AC_CONTROL | [8 empty] | SYSTEM_VOLTAGE_V | 415 | V | MOTOR_KW | 5.5 | kW | [18 empty] | MOTOR_KW | 5.5 | kW | AUX_CONTACTS | 1NO | - | COIL | 110VAC | - | [15 empty] | 3P | AC3 |  |  | AC | 110 | VAC | 1NO | [8 empty] | Schneider Electric | TeSys K | K | LC2K0910F7 |  | K_REV_5.5kW_1NO |  |  | 6505 | INR | 2025-07-15 | Schneider WEF 15-Jul-2025 | Switching _All_WEF 15th Jul 25.pdf | 18 | Reversing Contactors - K Model |  | Switching _All_WEF 15th Jul 25.pdf ¦ Page 18 ¦ Reversing ¦ LC2K0910* | WORKING
Motor Control | Reversing Contactor | Reversing Contactor | CONTACTOR¦REVERSING_CONTACTOR | Reversing Contactor | K_REV_5.5kW_1NO | K Reversing Contactor ¦ 5.5 kW ¦ 1NO | K_REV_5.5kW_1NO | Reversing Contactor – K ¦ 5.5 kW ¦ Aux 1NO ¦ AC3 ¦ Coil 220VAC | Reversing Contactor ¦ K ¦ 5.5 kW ¦ Aux 1NO ¦ AC3 ¦ Coil 220VAC | K_REVERSING_CONTACTOR ¦ AC_CONTROL | [8 empty] | SYSTEM_VOLTAGE_V | 415 | V | MOTOR_KW | 5.5 | kW | [18 empty] | MOTOR_KW | 5.5 | kW | AUX_CONTACTS | 1NO | - | COIL | 220VAC | - | [15 empty] | 3P | AC3 |  |  | AC | 220 | VAC | 1NO | [8 empty] | Schneider Electric | TeSys K | K | LC2K0910M7 |  | K_REV_5.5kW_1NO |  |  | 6505 | INR | 2025-07-15 | Schneider WEF 15-Jul-2025 | Switching _All_WEF 15th Jul 25.pdf | 18 | Reversing Contactors - K Model |  | Switching _All_WEF 15th Jul 25.pdf ¦ Page 18 ¦ Reversing ¦ LC2K0910* | WORKING
Motor Control | Reversing Contactor | Reversing Contactor | CONTACTOR¦REVERSING_CONTACTOR | Reversing Contactor | K_REV_7.5kW_1NC | K Reversing Contactor ¦ 7.5 kW ¦ 1NC | K_REV_7.5kW_1NC | Reversing Contactor – K ¦ 7.5 kW ¦ Aux 1NC ¦ AC3 ¦ Coil 110VAC | Reversing Contactor ¦ K ¦ 7.5 kW ¦ Aux 1NC ¦ AC3 ¦ Coil 110VAC | K_REVERSING_CONTACTOR ¦ AC_CONTROL | [8 empty] | SYSTEM_VOLTAGE_V | 415 | V | MOTOR_KW | 7.5 | kW | [18 empty] | MOTOR_KW | 7.5 | kW | AUX_CONTACTS | 1NC | - | COIL | 110VAC | - | [15 empty] | 3P | AC3 |  |  | AC | 110 | VAC | 1NC | [8 empty] | Schneider Electric | TeSys K | K | LC2K1201F7 |  | K_REV_7.5kW_1NC |  |  | 6705 | INR | 2025-07-15 | Schneider WEF 15-Jul-2025 | Switching _All_WEF 15th Jul 25.pdf | 18 | Reversing Contactors - K Model |  | Switching _All_WEF 15th Jul 25.pdf ¦ Page 18 ¦ Reversing ¦ LC2K1201* | WORKING
Motor Control | Reversing Contactor | Reversing Contactor | CONTACTOR¦REVERSING_CONTACTOR | Reversing Contactor | K_REV_7.5kW_1NC | K Reversing Contactor ¦ 7.5 kW ¦ 1NC | K_REV_7.5kW_1NC | Reversing Contactor – K ¦ 7.5 kW ¦ Aux 1NC ¦ AC3 ¦ Coil 220VAC | Reversing Contactor ¦ K ¦ 7.5 kW ¦ Aux 1NC ¦ AC3 ¦ Coil 220VAC | K_REVERSING_CONTACTOR ¦ AC_CONTROL | [8 empty] | SYSTEM_VOLTAGE_V | 415 | V | MOTOR_KW | 7.5 | kW | [18 empty] | MOTOR_KW | 7.5 | kW | AUX_CONTACTS | 1NC | - | COIL | 220VAC | - | [15 empty] | 3P | AC3 |  |  | AC | 220 | VAC | 1NC | [8 empty] | Schneider Electric | TeSys K | K | LC2K1201M7 |  | K_REV_7.5kW_1NC |  |  | 6705 | INR | 2025-07-15 | Schneider WEF 15-Jul-2025 | Switching _All_WEF 15th Jul 25.pdf | 18 | Reversing Contactors - K Model |  | Switching _All_WEF 15th Jul 25.pdf ¦ Page 18 ¦ Reversing ¦ LC2K1201* | WORKING
Motor Control | Reversing Contactor | Reversing Contactor | CONTACTOR¦REVERSING_CONTACTOR | Reversing Contactor | K_REV_7.5kW_1NO | K Reversing Contactor ¦ 7.5 kW ¦ 1NO | K_REV_7.5kW_1NO | Reversing Contactor – K ¦ 7.5 kW ¦ Aux 1NO ¦ AC3 ¦ Coil 110VAC | Reversing Contactor ¦ K ¦ 7.5 kW ¦ Aux 1NO ¦ AC3 ¦ Coil 110VAC | K_REVERSING_CONTACTOR ¦ AC_CONTROL | [8 empty] | SYSTEM_VOLTAGE_V | 415 | V | MOTOR_KW | 7.5 | kW | [18 empty] | MOTOR_KW | 7.5 | kW | AUX_CONTACTS | 1NO | - | COIL | 110VAC | - | [15 empty] | 3P | AC3 |  |  | AC | 110 | VAC | 1NO | [8 empty] | Schneider Electric | TeSys K | K | LC2K1210F7 |  | K_REV_7.5kW_1NO |  |  | 6705 | INR | 2025-07-15 | Schneider WEF 15-Jul-2025 | Switching _All_WEF 15th Jul 25.pdf | 18 | Reversing Contactors - K Model |  | Switching _All_WEF 15th Jul 25.pdf ¦ Page 18 ¦ Reversing ¦ LC2K1210* | WORKING
Motor Control | Reversing Contactor | Reversing Contactor | CONTACTOR¦REVERSING_CONTACTOR | Reversing Contactor | K_REV_7.5kW_1NO | K Reversing Contactor ¦ 7.5 kW ¦ 1NO | K_REV_7.5kW_1NO | Reversing Contactor – K ¦ 7.5 kW ¦ Aux 1NO ¦ AC3 ¦ Coil 220VAC | Reversing Contactor ¦ K ¦ 7.5 kW ¦ Aux 1NO ¦ AC3 ¦ Coil 220VAC | K_REVERSING_CONTACTOR ¦ AC_CONTROL | [8 empty] | SYSTEM_VOLTAGE_V | 415 | V | MOTOR_KW | 7.5 | kW | [18 empty] | MOTOR_KW | 7.5 | kW | AUX_CONTACTS | 1NO | - | COIL | 220VAC | - | [15 empty] | 3P | AC3 |  |  | AC | 220 | VAC | 1NO | [8 empty] | Schneider Electric | TeSys K | K | LC2K1210M7 |  | K_REV_7.5kW_1NO |  |  | 6705 | INR | 2025-07-15 | Schneider WEF 15-Jul-2025 | Switching _All_WEF 15th Jul 25.pdf | 18 | Reversing Contactors - K Model |  | Switching _All_WEF 15th Jul 25.pdf ¦ Page 18 ¦ Reversing ¦ LC2K1210* | WORKING
Motor Control | Reversing Contactor | Reversing Contactor | CONTACTOR¦REVERSING_CONTACTOR | Reversing Contactor | K_REV_10.0kW_1NC | K Reversing Contactor ¦ 10.0 kW ¦ 1NC | K_REV_10.0kW_1NC | Reversing Contactor – K ¦ 10.0 kW ¦ Aux 1NC ¦ AC3 ¦ Coil 110VAC | Reversing Contactor ¦ K ¦ 10.0 kW ¦ Aux 1NC ¦ AC3 ¦ Coil 110VAC | K_REVERSING_CONTACTOR ¦ AC_CONTROL | [8 empty] | SYSTEM_VOLTAGE_V | 415 | V | MOTOR_KW | 10 | kW | [18 empty] | MOTOR_KW | 10 | kW | AUX_CONTACTS | 1NC | - | COIL | 110VAC | - | [15 empty] | 3P | AC3 |  |  | AC | 110 | VAC | 1NC | [8 empty] | Schneider Electric | TeSys K | K | LC2K1601F7 |  | K_REV_10.0kW_1NC |  |  | 9005 | INR | 2025-07-15 | Schneider WEF 15-Jul-2025 | Switching _All_WEF 15th Jul 25.pdf | 18 | Reversing Contactors - K Model |  | Switching _All_WEF 15th Jul 25.pdf ¦ Page 18 ¦ Reversing ¦ LC2K1601* | WORKING
Motor Control | Reversing Contactor | Reversing Contactor | CONTACTOR¦REVERSING_CONTACTOR | Reversing Contactor | K_REV_10.0kW_1NC | K Reversing Contactor ¦ 10.0 kW ¦ 1NC | K_REV_10.0kW_1NC | Reversing Contactor – K ¦ 10.0 kW ¦ Aux 1NC ¦ AC3 ¦ Coil 220VAC | Reversing Contactor ¦ K ¦ 10.0 kW ¦ Aux 1NC ¦ AC3 ¦ Coil 220VAC | K_REVERSING_CONTACTOR ¦ AC_CONTROL | [8 empty] | SYSTEM_VOLTAGE_V | 415 | V | MOTOR_KW | 10 | kW | [18 empty] | MOTOR_KW | 10 | kW | AUX_CONTACTS | 1NC | - | COIL | 220VAC | - | [15 empty] | 3P | AC3 |  |  | AC | 220 | VAC | 1NC | [8 empty] | Schneider Electric | TeSys K | K | LC2K1601M7 |  | K_REV_10.0kW_1NC |  |  | 9005 | INR | 2025-07-15 | Schneider WEF 15-Jul-2025 | Switching _All_WEF 15th Jul 25.pdf | 18 | Reversing Contactors - K Model |  | Switching _All_WEF 15th Jul 25.pdf ¦ Page 18 ¦ Reversing ¦ LC2K1601* | WORKING
Motor Control | Reversing Contactor | Reversing Contactor | CONTACTOR¦REVERSING_CONTACTOR | Reversing Contactor | K_REV_10.0kW_1NO | K Reversing Contactor ¦ 10.0 kW ¦ 1NO | K_REV_10.0kW_1NO | Reversing Contactor – K ¦ 10.0 kW ¦ Aux 1NO ¦ AC3 ¦ Coil 110VAC | Reversing Contactor ¦ K ¦ 10.0 kW ¦ Aux 1NO ¦ AC3 ¦ Coil 110VAC | K_REVERSING_CONTACTOR ¦ AC_CONTROL | [8 empty] | SYSTEM_VOLTAGE_V | 415 | V | MOTOR_KW | 10 | kW | [18 empty] | MOTOR_KW | 10 | kW | AUX_CONTACTS | 1NO | - | COIL | 110VAC | - | [15 empty] | 3P | AC3 |  |  | AC | 110 | VAC | 1NO | [8 empty] | Schneider Electric | TeSys K | K | LC2K1610F7 |  | K_REV_10.0kW_1NO |  |  | 7485 | INR | 2025-07-15 | Schneider WEF 15-Jul-2025 | Switching _All_WEF 15th Jul 25.pdf | 18 | Reversing Contactors - K Model |  | Switching _All_WEF 15th Jul 25.pdf ¦ Page 18 ¦ Reversing ¦ LC2K1610* | WORKING
Motor Control | Reversing Contactor | Reversing Contactor | CONTACTOR¦REVERSING_CONTACTOR | Reversing Contactor | K_REV_10.0kW_1NO | K Reversing Contactor ¦ 10.0 kW ¦ 1NO | K_REV_10.0kW_1NO | Reversing Contactor – K ¦ 10.0 kW ¦ Aux 1NO ¦ AC3 ¦ Coil 220VAC | Reversing Contactor ¦ K ¦ 10.0 kW ¦ Aux 1NO ¦ AC3 ¦ Coil 220VAC | K_REVERSING_CONTACTOR ¦ AC_CONTROL | [8 empty] | SYSTEM_VOLTAGE_V | 415 | V | MOTOR_KW | 10 | kW | [18 empty] | MOTOR_KW | 10 | kW | AUX_CONTACTS | 1NO | - | COIL | 220VAC | - | [15 empty] | 3P | AC3 |  |  | AC | 220 | VAC | 1NO | [8 empty] | Schneider Electric | TeSys K | K | LC2K1610M7 |  | K_REV_10.0kW_1NO |  |  | 9005 | INR | 2025-07-15 | Schneider WEF 15-Jul-2025 | Switching _All_WEF 15th Jul 25.pdf | 18 | Reversing Contactors - K Model |  | Switching _All_WEF 15th Jul 25.pdf ¦ Page 18 ¦ Reversing ¦ LC2K1610* | WORKING

## ITEM_CAPACITOR_DUTY_WORK
business_category | business_segment | item_producttype | l0_code | l0_name | l1_code | l1_name | generic_item_code | generic_item_name | generic_item_description | capability_codes | SC_L1 | SC_L2 | SC_L3 | SC_L4 | SC_L5 | SC_L6 | SC_L7 | SC_L8 | FIX_1_CODE | FIX_1_VALUE | FIX_1_UNIT | FIX_2_CODE | FIX_2_VALUE | FIX_2_UNIT | FIX_3_CODE | FIX_3_VALUE | FIX_3_UNIT | FIX_4_CODE | FIX_4_VALUE | FIX_4_UNIT | FIX_5_CODE | FIX_5_VALUE | FIX_5_UNIT | FIX_6_CODE | FIX_6_VALUE | FIX_6_UNIT | FIX_7_CODE | FIX_7_VALUE | FIX_7_UNIT | FIX_8_CODE | FIX_8_VALUE | FIX_8_UNIT | ATTR_1_CODE | ATTR_1_VALUE | ATTR_1_UNIT | ATTR_2_CODE | ATTR_2_VALUE | ATTR_2_UNIT | ATTR_3_CODE | ATTR_3_VALUE | ATTR_3_UNIT | ATTR_4_CODE | ATTR_4_VALUE | ATTR_4_UNIT | ATTR_5_CODE | ATTR_5_VALUE | ATTR_5_UNIT | ATTR_6_CODE | ATTR_6_VALUE | ATTR_6_UNIT | ATTR_7_CODE | ATTR_7_VALUE | ATTR_7_UNIT | ATTR_8_CODE | ATTR_8_VALUE | ATTR_8_UNIT | poles | duty_type | duty_current | duty_unit | coil_type | coil_voltage | coil_unit | aux_contacts | helper_1 | helper_2 | helper_3 | helper_4 | helper_5 | helper_6 | helper_7 | helper_8 | make | oem_series | series_code | sku_code | product_type | generic_id | make_id | series_id | price_inr | currency | wef_date | price_list_ref | source_pdf | source_page | source_table | source_row | source_notes | status | qc_flag | qc_notes
Motor Control | Capacitor Duty Contactor | Capacitor Duty Contactor | CONTACTOR¦CAPACITOR_DUTY_CONTACTOR | Capacitor Duty Contactor | CAP_DUTY_12.5KVAR_440V_AUX1NO+2NC_COIL110VAC | Capacitor Duty Contactor ¦ 12.5 kVAr @ 440V ¦ Aux 1NO+2NC | CAP_DUTY_12.5KVAR_440V_AUX1NO+2NC_COIL110VAC | Capacitor Duty Contactor ¦ 12.5 kVAr @ 440V ¦ Aux 1NO+2NC ¦ Coil 110VAC | Capacitor Duty Contactor ¦ 12.5 kVAr @ 440V ¦ Aux 1NO+2NC ¦ Coil 110VAC | CAPACITOR_DUTY ¦ KVAR_12.5 ¦ AUX_1NO+2NC | [8 empty] | SYSTEM_VOLTAGE_V | 440 | V | [21 empty] | CAPACITOR_KVAR | 12.5 | kVAr | AUX_CONTACTS | 1NO+2NC | - | COIL | 110VAC | - | [19 empty] | AC | 110 | VAC | 1NO+2NC | [8 empty] | Schneider Electric | TeSys Capacitor Duty Contactor | LC1D-K | LC1DFKF7 |  | CAP_DUTY_12.5KVAR_440V_AUX1NO+2NC_COIL110VAC |  |  | 6150 | INR |  | Schneider WEF 15-Jul-2025 | Switching _All_WEF 15th Jul 25.pdf | 20 | TeSys Capacitor Duty Contactor |  | Switching _All_WEF 15th Jul 25.pdf ¦ Page 20 ¦ TeSys Capacitor Duty Contactor | WORKING
Motor Control | Capacitor Duty Contactor | Capacitor Duty Contactor | CONTACTOR¦CAPACITOR_DUTY_CONTACTOR | Capacitor Duty Contactor | CAP_DUTY_12.5KVAR_440V_AUX1NO+2NC_COIL220VAC | Capacitor Duty Contactor ¦ 12.5 kVAr @ 440V ¦ Aux 1NO+2NC | CAP_DUTY_12.5KVAR_440V_AUX1NO+2NC_COIL220VAC | Capacitor Duty Contactor ¦ 12.5 kVAr @ 440V ¦ Aux 1NO+2NC ¦ Coil 220VAC | Capacitor Duty Contactor ¦ 12.5 kVAr @ 440V ¦ Aux 1NO+2NC ¦ Coil 220VAC | CAPACITOR_DUTY ¦ KVAR_12.5 ¦ AUX_1NO+2NC | [8 empty] | SYSTEM_VOLTAGE_V | 440 | V | [21 empty] | CAPACITOR_KVAR | 12.5 | kVAr | AUX_CONTACTS | 1NO+2NC | - | COIL | 220VAC | - | [19 empty] | AC | 220 | VAC | 1NO+2NC | [8 empty] | Schneider Electric | TeSys Capacitor Duty Contactor | LC1D-K | LC1DFKM7 |  | CAP_DUTY_12.5KVAR_440V_AUX1NO+2NC_COIL220VAC |  |  | 6150 | INR |  | Schneider WEF 15-Jul-2025 | Switching _All_WEF 15th Jul 25.pdf | 20 | TeSys Capacitor Duty Contactor |  | Switching _All_WEF 15th Jul 25.pdf ¦ Page 20 ¦ TeSys Capacitor Duty Contactor | WORKING
Motor Control | Capacitor Duty Contactor | Capacitor Duty Contactor | CONTACTOR¦CAPACITOR_DUTY_CONTACTOR | Capacitor Duty Contactor | CAP_DUTY_16.7KVAR_440V_AUX1NO+2NC_COIL110VAC | Capacitor Duty Contactor ¦ 16.7 kVAr @ 440V ¦ Aux 1NO+2NC | CAP_DUTY_16.7KVAR_440V_AUX1NO+2NC_COIL110VAC | Capacitor Duty Contactor ¦ 16.7 kVAr @ 440V ¦ Aux 1NO+2NC ¦ Coil 110VAC | Capacitor Duty Contactor ¦ 16.7 kVAr @ 440V ¦ Aux 1NO+2NC ¦ Coil 110VAC | CAPACITOR_DUTY ¦ KVAR_16.7 ¦ AUX_1NO+2NC | [8 empty] | SYSTEM_VOLTAGE_V | 440 | V | [21 empty] | CAPACITOR_KVAR | 16.7 | kVAr | AUX_CONTACTS | 1NO+2NC | - | COIL | 110VAC | - | [19 empty] | AC | 110 | VAC | 1NO+2NC | [8 empty] | Schneider Electric | TeSys Capacitor Duty Contactor | LC1D-K | LC1DGKF7 |  | CAP_DUTY_16.7KVAR_440V_AUX1NO+2NC_COIL110VAC |  |  | 8635 | INR |  | Schneider WEF 15-Jul-2025 | Switching _All_WEF 15th Jul 25.pdf | 20 | TeSys Capacitor Duty Contactor |  | Switching _All_WEF 15th Jul 25.pdf ¦ Page 20 ¦ TeSys Capacitor Duty Contactor | WORKING
Motor Control | Capacitor Duty Contactor | Capacitor Duty Contactor | CONTACTOR¦CAPACITOR_DUTY_CONTACTOR | Capacitor Duty Contactor | CAP_DUTY_16.7KVAR_440V_AUX1NO+2NC_COIL220VAC | Capacitor Duty Contactor ¦ 16.7 kVAr @ 440V ¦ Aux 1NO+2NC | CAP_DUTY_16.7KVAR_440V_AUX1NO+2NC_COIL220VAC | Capacitor Duty Contactor ¦ 16.7 kVAr @ 440V ¦ Aux 1NO+2NC ¦ Coil 220VAC | Capacitor Duty Contactor ¦ 16.7 kVAr @ 440V ¦ Aux 1NO+2NC ¦ Coil 220VAC | CAPACITOR_DUTY ¦ KVAR_16.7 ¦ AUX_1NO+2NC | [8 empty] | SYSTEM_VOLTAGE_V | 440 | V | [21 empty] | CAPACITOR_KVAR | 16.7 | kVAr | AUX_CONTACTS | 1NO+2NC | - | COIL | 220VAC | - | [19 empty] | AC | 220 | VAC | 1NO+2NC | [8 empty] | Schneider Electric | TeSys Capacitor Duty Contactor | LC1D-K | LC1DGKM7 |  | CAP_DUTY_16.7KVAR_440V_AUX1NO+2NC_COIL220VAC |  |  | 8635 | INR |  | Schneider WEF 15-Jul-2025 | Switching _All_WEF 15th Jul 25.pdf | 20 | TeSys Capacitor Duty Contactor |  | Switching _All_WEF 15th Jul 25.pdf ¦ Page 20 ¦ TeSys Capacitor Duty Contactor | WORKING
Motor Control | Capacitor Duty Contactor | Capacitor Duty Contactor | CONTACTOR¦CAPACITOR_DUTY_CONTACTOR | Capacitor Duty Contactor | CAP_DUTY_20.0KVAR_440V_AUX1NO+2NC_COIL110VAC | Capacitor Duty Contactor ¦ 20.0 kVAr @ 440V ¦ Aux 1NO+2NC | CAP_DUTY_20.0KVAR_440V_AUX1NO+2NC_COIL110VAC | Capacitor Duty Contactor ¦ 20.0 kVAr @ 440V ¦ Aux 1NO+2NC ¦ Coil 110VAC | Capacitor Duty Contactor ¦ 20.0 kVAr @ 440V ¦ Aux 1NO+2NC ¦ Coil 110VAC | CAPACITOR_DUTY ¦ KVAR_20.0 ¦ AUX_1NO+2NC | [8 empty] | SYSTEM_VOLTAGE_V | 440 | V | [21 empty] | CAPACITOR_KVAR | 20 | kVAr | AUX_CONTACTS | 1NO+2NC | - | COIL | 110VAC | - | [19 empty] | AC | 110 | VAC | 1NO+2NC | [8 empty] | Schneider Electric | TeSys Capacitor Duty Contactor | LC1D-K | LC1DLKF7 |  | CAP_DUTY_20.0KVAR_440V_AUX1NO+2NC_COIL110VAC |  |  | 9700 | INR |  | Schneider WEF 15-Jul-2025 | Switching _All_WEF 15th Jul 25.pdf | 20 | TeSys Capacitor Duty Contactor |  | Switching _All_WEF 15th Jul 25.pdf ¦ Page 20 ¦ TeSys Capacitor Duty Contactor | WORKING
Motor Control | Capacitor Duty Contactor | Capacitor Duty Contactor | CONTACTOR¦CAPACITOR_DUTY_CONTACTOR | Capacitor Duty Contactor | CAP_DUTY_25.0KVAR_440V_AUX1NO+2NC_COIL110VAC | Capacitor Duty Contactor ¦ 25.0 kVAr @ 440V ¦ Aux 1NO+2NC | CAP_DUTY_25.0KVAR_440V_AUX1NO+2NC_COIL110VAC | Capacitor Duty Contactor ¦ 25.0 kVAr @ 440V ¦ Aux 1NO+2NC ¦ Coil 110VAC | Capacitor Duty Contactor ¦ 25.0 kVAr @ 440V ¦ Aux 1NO+2NC ¦ Coil 110VAC | CAPACITOR_DUTY ¦ KVAR_25.0 ¦ AUX_1NO+2NC | [8 empty] | SYSTEM_VOLTAGE_V | 440 | V | [21 empty] | CAPACITOR_KVAR | 25 | kVAr | AUX_CONTACTS | 1NO+2NC | - | COIL | 110VAC | - | [19 empty] | AC | 110 | VAC | 1NO+2NC | [8 empty] | Schneider Electric | TeSys Capacitor Duty Contactor | LC1D-K | LC1DMKF7 |  | CAP_DUTY_25.0KVAR_440V_AUX1NO+2NC_COIL110VAC |  |  | 10640 | INR |  | Schneider WEF 15-Jul-2025 | Switching _All_WEF 15th Jul 25.pdf | 20 | TeSys Capacitor Duty Contactor |  | Switching _All_WEF 15th Jul 25.pdf ¦ Page 20 ¦ TeSys Capacitor Duty Contactor | WORKING
Motor Control | Capacitor Duty Contactor | Capacitor Duty Contactor | CONTACTOR¦CAPACITOR_DUTY_CONTACTOR | Capacitor Duty Contactor | CAP_DUTY_25.0KVAR_440V_AUX1NO+2NC_COIL220VAC | Capacitor Duty Contactor ¦ 25.0 kVAr @ 440V ¦ Aux 1NO+2NC | CAP_DUTY_25.0KVAR_440V_AUX1NO+2NC_COIL220VAC | Capacitor Duty Contactor ¦ 25.0 kVAr @ 440V ¦ Aux 1NO+2NC ¦ Coil 220VAC | Capacitor Duty Contactor ¦ 25.0 kVAr @ 440V ¦ Aux 1NO+2NC ¦ Coil 220VAC | CAPACITOR_DUTY ¦ KVAR_25.0 ¦ AUX_1NO+2NC | [8 empty] | SYSTEM_VOLTAGE_V | 440 | V | [21 empty] | CAPACITOR_KVAR | 25 | kVAr | AUX_CONTACTS | 1NO+2NC | - | COIL | 220VAC | - | [19 empty] | AC | 220 | VAC | 1NO+2NC | [8 empty] | Schneider Electric | TeSys Capacitor Duty Contactor | LC1D-K | LC1DMKM7 |  | CAP_DUTY_25.0KVAR_440V_AUX1NO+2NC_COIL220VAC |  |  | 10640 | INR |  | Schneider WEF 15-Jul-2025 | Switching _All_WEF 15th Jul 25.pdf | 20 | TeSys Capacitor Duty Contactor |  | Switching _All_WEF 15th Jul 25.pdf ¦ Page 20 ¦ TeSys Capacitor Duty Contactor | WORKING
Motor Control | Capacitor Duty Contactor | Capacitor Duty Contactor | CONTACTOR¦CAPACITOR_DUTY_CONTACTOR | Capacitor Duty Contactor | CAP_DUTY_32.0KVAR_440V_AUX1NO+2NC_COIL110VAC | Capacitor Duty Contactor ¦ 32.0 kVAr @ 440V ¦ Aux 1NO+2NC | CAP_DUTY_32.0KVAR_440V_AUX1NO+2NC_COIL110VAC | Capacitor Duty Contactor ¦ 32.0 kVAr @ 440V ¦ Aux 1NO+2NC ¦ Coil 110VAC | Capacitor Duty Contactor ¦ 32.0 kVAr @ 440V ¦ Aux 1NO+2NC ¦ Coil 110VAC | CAPACITOR_DUTY ¦ KVAR_32.0 ¦ AUX_1NO+2NC | [8 empty] | SYSTEM_VOLTAGE_V | 440 | V | [21 empty] | CAPACITOR_KVAR | 32 | kVAr | AUX_CONTACTS | 1NO+2NC | - | COIL | 110VAC | - | [19 empty] | AC | 110 | VAC | 1NO+2NC | [8 empty] | Schneider Electric | TeSys Capacitor Duty Contactor | LC1D-K | LC1DPKF7 |  | CAP_DUTY_32.0KVAR_440V_AUX1NO+2NC_COIL110VAC |  |  | 23180 | INR |  | Schneider WEF 15-Jul-2025 | Switching _All_WEF 15th Jul 25.pdf | 20 | TeSys Capacitor Duty Contactor |  | Switching _All_WEF 15th Jul 25.pdf ¦ Page 20 ¦ TeSys Capacitor Duty Contactor | WORKING
Motor Control | Capacitor Duty Contactor | Capacitor Duty Contactor | CONTACTOR¦CAPACITOR_DUTY_CONTACTOR | Capacitor Duty Contactor | CAP_DUTY_32.0KVAR_440V_AUX1NO+2NC_COIL220VAC | Capacitor Duty Contactor ¦ 32.0 kVAr @ 440V ¦ Aux 1NO+2NC | CAP_DUTY_32.0KVAR_440V_AUX1NO+2NC_COIL220VAC | Capacitor Duty Contactor ¦ 32.0 kVAr @ 440V ¦ Aux 1NO+2NC ¦ Coil 220VAC | Capacitor Duty Contactor ¦ 32.0 kVAr @ 440V ¦ Aux 1NO+2NC ¦ Coil 220VAC | CAPACITOR_DUTY ¦ KVAR_32.0 ¦ AUX_1NO+2NC | [8 empty] | SYSTEM_VOLTAGE_V | 440 | V | [21 empty] | CAPACITOR_KVAR | 32 | kVAr | AUX_CONTACTS | 1NO+2NC | - | COIL | 220VAC | - | [19 empty] | AC | 220 | VAC | 1NO+2NC | [8 empty] | Schneider Electric | TeSys Capacitor Duty Contactor | LC1D-K | LC1DPKM7 |  | CAP_DUTY_32.0KVAR_440V_AUX1NO+2NC_COIL220VAC |  |  | 23180 | INR |  | Schneider WEF 15-Jul-2025 | Switching _All_WEF 15th Jul 25.pdf | 20 | TeSys Capacitor Duty Contactor |  | Switching _All_WEF 15th Jul 25.pdf ¦ Page 20 ¦ TeSys Capacitor Duty Contactor | WORKING
Motor Control | Capacitor Duty Contactor | Capacitor Duty Contactor | CONTACTOR¦CAPACITOR_DUTY_CONTACTOR | Capacitor Duty Contactor | CAP_DUTY_40.0KVAR_440V_AUX1NO+2NC_COIL110VAC | Capacitor Duty Contactor ¦ 40.0 kVAr @ 440V ¦ Aux 1NO+2NC | CAP_DUTY_40.0KVAR_440V_AUX1NO+2NC_COIL110VAC | Capacitor Duty Contactor ¦ 40.0 kVAr @ 440V ¦ Aux 1NO+2NC ¦ Coil 110VAC | Capacitor Duty Contactor ¦ 40.0 kVAr @ 440V ¦ Aux 1NO+2NC ¦ Coil 110VAC | CAPACITOR_DUTY ¦ KVAR_40.0 ¦ AUX_1NO+2NC | [8 empty] | SYSTEM_VOLTAGE_V | 440 | V | [21 empty] | CAPACITOR_KVAR | 40 | kVAr | AUX_CONTACTS | 1NO+2NC | - | COIL | 110VAC | - | [19 empty] | AC | 110 | VAC | 1NO+2NC | [8 empty] | Schneider Electric | TeSys Capacitor Duty Contactor | LC1D-K | LC1DTKF7 |  | CAP_DUTY_40.0KVAR_440V_AUX1NO+2NC_COIL110VAC |  |  | 31930 | INR |  | Schneider WEF 15-Jul-2025 | Switching _All_WEF 15th Jul 25.pdf | 20 | TeSys Capacitor Duty Contactor |  | Switching _All_WEF 15th Jul 25.pdf ¦ Page 20 ¦ TeSys Capacitor Duty Contactor | WORKING
Motor Control | Capacitor Duty Contactor | Capacitor Duty Contactor | CONTACTOR¦CAPACITOR_DUTY_CONTACTOR | Capacitor Duty Contactor | CAP_DUTY_40.0KVAR_440V_AUX1NO+2NC_COIL220VAC | Capacitor Duty Contactor ¦ 40.0 kVAr @ 440V ¦ Aux 1NO+2NC | CAP_DUTY_40.0KVAR_440V_AUX1NO+2NC_COIL220VAC | Capacitor Duty Contactor ¦ 40.0 kVAr @ 440V ¦ Aux 1NO+2NC ¦ Coil 220VAC | Capacitor Duty Contactor ¦ 40.0 kVAr @ 440V ¦ Aux 1NO+2NC ¦ Coil 220VAC | CAPACITOR_DUTY ¦ KVAR_40.0 ¦ AUX_1NO+2NC | [8 empty] | SYSTEM_VOLTAGE_V | 440 | V | [21 empty] | CAPACITOR_KVAR | 40 | kVAr | AUX_CONTACTS | 1NO+2NC | - | COIL | 220VAC | - | [19 empty] | AC | 220 | VAC | 1NO+2NC | [8 empty] | Schneider Electric | TeSys Capacitor Duty Contactor | LC1D-K | LC1DTKM7 |  | CAP_DUTY_40.0KVAR_440V_AUX1NO+2NC_COIL220VAC |  |  | 31930 | INR |  | Schneider WEF 15-Jul-2025 | Switching _All_WEF 15th Jul 25.pdf | 20 | TeSys Capacitor Duty Contactor |  | Switching _All_WEF 15th Jul 25.pdf ¦ Page 20 ¦ TeSys Capacitor Duty Contactor | WORKING
Motor Control | Capacitor Duty Contactor | Capacitor Duty Contactor | CONTACTOR¦CAPACITOR_DUTY_CONTACTOR | Capacitor Duty Contactor | CAP_DUTY_60.0KVAR_440V_AUX1NO+2NC_COIL110VAC | Capacitor Duty Contactor ¦ 60.0 kVAr @ 440V ¦ Aux 1NO+2NC | CAP_DUTY_60.0KVAR_440V_AUX1NO+2NC_COIL110VAC | Capacitor Duty Contactor ¦ 60.0 kVAr @ 440V ¦ Aux 1NO+2NC ¦ Coil 110VAC | Capacitor Duty Contactor ¦ 60.0 kVAr @ 440V ¦ Aux 1NO+2NC ¦ Coil 110VAC | CAPACITOR_DUTY ¦ KVAR_60.0 ¦ AUX_1NO+2NC | [8 empty] | SYSTEM_VOLTAGE_V | 440 | V | [21 empty] | CAPACITOR_KVAR | 60 | kVAr | AUX_CONTACTS | 1NO+2NC | - | COIL | 110VAC | - | [19 empty] | AC | 110 | VAC | 1NO+2NC | [8 empty] | Schneider Electric | TeSys Capacitor Duty Contactor | LC1D-K | LC1DWK12F7 |  | CAP_DUTY_60.0KVAR_440V_AUX1NO+2NC_COIL110VAC |  |  | 35945 | INR |  | Schneider WEF 15-Jul-2025 | Switching _All_WEF 15th Jul 25.pdf | 20 | TeSys Capacitor Duty Contactor |  | Switching _All_WEF 15th Jul 25.pdf ¦ Page 20 ¦ TeSys Capacitor Duty Contactor | WORKING
Motor Control | Capacitor Duty Contactor | Capacitor Duty Contactor | CONTACTOR¦CAPACITOR_DUTY_CONTACTOR | Capacitor Duty Contactor | CAP_DUTY_60.0KVAR_440V_AUX1NO+2NC_COIL220VAC | Capacitor Duty Contactor ¦ 60.0 kVAr @ 440V ¦ Aux 1NO+2NC | CAP_DUTY_60.0KVAR_440V_AUX1NO+2NC_COIL220VAC | Capacitor Duty Contactor ¦ 60.0 kVAr @ 440V ¦ Aux 1NO+2NC ¦ Coil 220VAC | Capacitor Duty Contactor ¦ 60.0 kVAr @ 440V ¦ Aux 1NO+2NC ¦ Coil 220VAC | CAPACITOR_DUTY ¦ KVAR_60.0 ¦ AUX_1NO+2NC | [8 empty] | SYSTEM_VOLTAGE_V | 440 | V | [21 empty] | CAPACITOR_KVAR | 60 | kVAr | AUX_CONTACTS | 1NO+2NC | - | COIL | 220VAC | - | [19 empty] | AC | 220 | VAC | 1NO+2NC | [8 empty] | Schneider Electric | TeSys Capacitor Duty Contactor | LC1D-K | LC1DWK12M7 |  | CAP_DUTY_60.0KVAR_440V_AUX1NO+2NC_COIL220VAC |  |  | 35945 | INR |  | Schneider WEF 15-Jul-2025 | Switching _All_WEF 15th Jul 25.pdf | 20 | TeSys Capacitor Duty Contactor |  | Switching _All_WEF 15th Jul 25.pdf ¦ Page 20 ¦ TeSys Capacitor Duty Contactor | WORKING

## NSW_ITEM_MASTER_ENGINEER_VIEW
business_category | business_segment | item_producttype | l0_code | l0_name | l1_code | l1_name | generic_item_code | generic_item_name | generic_item_description | capability_codes | SC_L1 | SC_L2 | SC_L3 | SC_L4 | SC_L5 | SC_L6 | SC_L7 | SC_L8 | FIX_1_CODE | FIX_1_VALUE | FIX_1_UNIT | FIX_2_CODE | FIX_2_VALUE | FIX_2_UNIT | FIX_3_CODE | FIX_3_VALUE | FIX_3_UNIT | FIX_4_CODE | FIX_4_VALUE | FIX_4_UNIT | FIX_5_CODE | FIX_5_VALUE | FIX_5_UNIT | FIX_6_CODE | FIX_6_VALUE | FIX_6_UNIT | FIX_7_CODE | FIX_7_VALUE | FIX_7_UNIT | FIX_8_CODE | FIX_8_VALUE | FIX_8_UNIT | ATTR_1_CODE | ATTR_1_VALUE | ATTR_1_UNIT | ATTR_2_CODE | ATTR_2_VALUE | ATTR_2_UNIT | ATTR_3_CODE | ATTR_3_VALUE | ATTR_3_UNIT | ATTR_4_CODE | ATTR_4_VALUE | ATTR_4_UNIT | ATTR_5_CODE | ATTR_5_VALUE | ATTR_5_UNIT | ATTR_6_CODE | ATTR_6_VALUE | ATTR_6_UNIT | ATTR_7_CODE | ATTR_7_VALUE | ATTR_7_UNIT | ATTR_8_CODE | ATTR_8_VALUE | ATTR_8_UNIT | poles | duty_type | duty_current | duty_unit | coil_type | coil_voltage | coil_unit | aux_contacts | helper_1 | helper_2 | helper_3 | helper_4 | helper_5 | helper_6 | helper_7 | helper_8 | make | oem_series | series_code | sku_code | product_type | generic_id | make_id | series_id | price_inr | currency | wef_date | price_list_ref | source_pdf | source_page | source_table | source_row | source_notes | status | qc_flag | qc_notes
Motor Control | Contactor | Contactor | CONTACTOR¦POWER_CONTACTOR | Power Contactor | CONT_POW_3P_AC1_20A_2.2kW_3HP_415V_AUX0NO+1NC | Power Contactor – 3P ¦ AC1 20A ¦ 2.2kW/3HP @415V ¦ Aux 0NO+1NC | CONT_POW_3P_AC1_20A_2.2kW_3HP_415V_AUX0NO+1NC | Power Contactor – 3P ¦ AC1 20A ¦ 2.2kW/3HP @415V ¦ Aux 0NO+1NC | Power Contactor – 3P ¦ AC1 20A ¦ 2.2kW/3HP @415V ¦ Aux 0NO+1NC ¦ Coil 220V AC |  | FRAME-1 | [7 empty] | SYSTEM_VOLTAGE_V | 415 | V | MOTOR_KW | 2.2 | kW | MOTOR_HP | 3 | HP | [15 empty] | POLES | 3P |  | DUTY_TYPE | AC1 |  | COIL | 220VAC |  | AUX_CONTACTS | 0NO+1NC | [13 empty] | 3P | AC1 | 20 | A | AC | 220 | V | 0NO+1NC | [8 empty] | Schneider | Easy TeSys | LC1E | LC1E0601M7 | 2 | CONT_POW_3P_AC1_20A_2.2kW_3HP_415V_AUX0NO+1NC |  |  | 1580 | INR | 2025-07-15 | Schneider WEF 15-Jul-2025 | Switching _All_WEF 15th Jul 25.pdf | 8 | Power Contactors LC1E (3 Pole AC Control) | LC1E0601 | Base reference LC1E0601*, coil M7 column. Entered from Page 8. | ACTIVE | OK
Motor Control | Contactor | Contactor | CONTACTOR¦POWER_CONTACTOR | Power Contactor | CONT_POW_3P_AC1_20A_2.2kW_3HP_415V_AUX0NO+1NC | Power Contactor – 3P ¦ AC1 20A ¦ 2.2kW/3HP @415V ¦ Aux 0NO+1NC | CONT_POW_3P_AC1_20A_2.2kW_3HP_415V_AUX0NO+1NC | Power Contactor – 3P ¦ AC1 20A ¦ 2.2kW/3HP @415V ¦ Aux 0NO+1NC | Power Contactor – 3P ¦ AC1 20A ¦ 2.2kW/3HP @415V ¦ Aux 0NO+1NC ¦ Coil 415V AC |  | FRAME-1 | [7 empty] | SYSTEM_VOLTAGE_V | 415 | V | MOTOR_KW | 2.2 | kW | MOTOR_HP | 3 | HP | [15 empty] | POLES | 3P |  | DUTY_TYPE | AC1 |  | COIL | 415VAC |  | AUX_CONTACTS | 0NO+1NC | [13 empty] | 3P | AC1 | 20 | A | AC | 415 | V | 0NO+1NC | [8 empty] | Schneider | Easy TeSys | LC1E | LC1E0601N5 | 2 | CONT_POW_3P_AC1_20A_2.2kW_3HP_415V_AUX0NO+1NC |  |  | 1865 | INR | 2025-07-15 | Schneider WEF 15-Jul-2025 | Switching _All_WEF 15th Jul 25.pdf | 8 | Power Contactors LC1E (3 Pole AC Control) | LC1E0601 | Base reference LC1E0601*, coil N5 column. Entered from Page 8. | ACTIVE | OK
Motor Control | Contactor | Contactor | CONTACTOR¦POWER_CONTACTOR | Power Contactor | CONT_POW_3P_AC3_6A_2.2kW_3HP_415V_AUX0NO+1NC | Power Contactor – 3P ¦ AC3 6A ¦ 2.2kW/3HP @415V ¦ Aux 0NO+1NC | CONT_POW_3P_AC3_6A_2.2kW_3HP_415V_AUX0NO+1NC | Power Contactor – 3P ¦ AC3 6A ¦ 2.2kW/3HP @415V ¦ Aux 0NO+1NC | Power Contactor – 3P ¦ AC3 6A ¦ 2.2kW/3HP @415V ¦ Aux 0NO+1NC ¦ Coil 220V AC |  | FRAME-1 | [7 empty] | SYSTEM_VOLTAGE_V | 415 | V | MOTOR_KW | 2.2 | kW | MOTOR_HP | 3 | HP | [15 empty] | POLES | 3P |  | DUTY_TYPE | AC3 |  | COIL | 220VAC |  | AUX_CONTACTS | 0NO+1NC | [13 empty] | 3P | AC3 | 6 | A | AC | 220 | V | 0NO+1NC | [8 empty] | Schneider | Easy TeSys | LC1E | LC1E0601M7 | 2 | CONT_POW_3P_AC3_6A_2.2kW_3HP_415V_AUX0NO+1NC |  |  | 1580 | INR | 2025-07-15 | Schneider WEF 15-Jul-2025 | Switching _All_WEF 15th Jul 25.pdf | 8 | Power Contactors LC1E (3 Pole AC Control) | LC1E0601 | Base reference LC1E0601*, coil M7 column. Entered from Page 8. | ACTIVE | OK
Motor Control | Contactor | Contactor | CONTACTOR¦POWER_CONTACTOR | Power Contactor | CONT_POW_3P_AC3_6A_2.2kW_3HP_415V_AUX0NO+1NC | Power Contactor – 3P ¦ AC3 6A ¦ 2.2kW/3HP @415V ¦ Aux 0NO+1NC | CONT_POW_3P_AC3_6A_2.2kW_3HP_415V_AUX0NO+1NC | Power Contactor – 3P ¦ AC3 6A ¦ 2.2kW/3HP @415V ¦ Aux 0NO+1NC | Power Contactor – 3P ¦ AC3 6A ¦ 2.2kW/3HP @415V ¦ Aux 0NO+1NC ¦ Coil 415V AC |  | FRAME-1 | [7 empty] | SYSTEM_VOLTAGE_V | 415 | V | MOTOR_KW | 2.2 | kW | MOTOR_HP | 3 | HP | [15 empty] | POLES | 3P |  | DUTY_TYPE | AC3 |  | COIL | 415VAC |  | AUX_CONTACTS | 0NO+1NC | [13 empty] | 3P | AC3 | 6 | A | AC | 415 | V | 0NO+1NC | [8 empty] | Schneider | Easy TeSys | LC1E | LC1E0601N5 | 2 | CONT_POW_3P_AC3_6A_2.2kW_3HP_415V_AUX0NO+1NC |  |  | 1865 | INR | 2025-07-15 | Schneider WEF 15-Jul-2025 | Switching _All_WEF 15th Jul 25.pdf | 8 | Power Contactors LC1E (3 Pole AC Control) | LC1E0601 | Base reference LC1E0601*, coil N5 column. Entered from Page 8. | ACTIVE | OK
Motor Control | Contactor | Contactor | CONTACTOR¦POWER_CONTACTOR | Power Contactor | CONT_POW_3P_AC1_25A_4kW_5.5HP_415V_AUX0NO+1NC | Power Contactor – 3P ¦ AC1 25A ¦ 4kW/5.5HP @415V ¦ Aux 0NO+1NC | CONT_POW_3P_AC1_25A_4kW_5.5HP_415V_AUX0NO+1NC | Power Contactor – 3P ¦ AC1 25A ¦ 4kW/5.5HP @415V ¦ Aux 0NO+1NC | Power Contactor – 3P ¦ AC1 25A ¦ 4kW/5.5HP @415V ¦ Aux 0NO+1NC ¦ Coil 220V AC |  | FRAME-1 | [7 empty] | SYSTEM_VOLTAGE_V | 415 | V | MOTOR_KW | 4 | kW | MOTOR_HP | 5.5 | HP | [15 empty] | POLES | 3P |  | DUTY_TYPE | AC1 |  | COIL | 220VAC |  | AUX_CONTACTS | 0NO+1NC | [13 empty] | 3P | AC1 | 25 | A | AC | 220 | V | 0NO+1NC | [8 empty] | Schneider | Easy TeSys | LC1E | LC1E0901M7 | 2 | CONT_POW_3P_AC1_25A_4kW_5.5HP_415V_AUX0NO+1NC |  |  | 1620 | INR | 2025-07-15 | Schneider WEF 15-Jul-2025 | Switching _All_WEF 15th Jul 25.pdf | 8 | Power Contactors LC1E (3 Pole AC Control) | LC1E0901 | Base reference LC1E0901*, coil M7 column. Entered from Page 8. | ACTIVE | OK
Motor Control | Contactor | Contactor | CONTACTOR¦POWER_CONTACTOR | Power Contactor | CONT_POW_3P_AC1_25A_4kW_5.5HP_415V_AUX0NO+1NC | Power Contactor – 3P ¦ AC1 25A ¦ 4kW/5.5HP @415V ¦ Aux 0NO+1NC | CONT_POW_3P_AC1_25A_4kW_5.5HP_415V_AUX0NO+1NC | Power Contactor – 3P ¦ AC1 25A ¦ 4kW/5.5HP @415V ¦ Aux 0NO+1NC | Power Contactor – 3P ¦ AC1 25A ¦ 4kW/5.5HP @415V ¦ Aux 0NO+1NC ¦ Coil 415V AC |  | FRAME-1 | [7 empty] | SYSTEM_VOLTAGE_V | 415 | V | MOTOR_KW | 4 | kW | MOTOR_HP | 5.5 | HP | [15 empty] | POLES | 3P |  | DUTY_TYPE | AC1 |  | COIL | 415VAC |  | AUX_CONTACTS | 0NO+1NC | [13 empty] | 3P | AC1 | 25 | A | AC | 415 | V | 0NO+1NC | [8 empty] | Schneider | Easy TeSys | LC1E | LC1E0901N5 | 2 | CONT_POW_3P_AC1_25A_4kW_5.5HP_415V_AUX0NO+1NC |  |  | 1620 | INR | 2025-07-15 | Schneider WEF 15-Jul-2025 | Switching _All_WEF 15th Jul 25.pdf | 8 | Power Contactors LC1E (3 Pole AC Control) | LC1E0901 | Base reference LC1E0901*, coil N5 column. Entered from Page 8. | ACTIVE | OK
Motor Control | Contactor | Contactor | CONTACTOR¦POWER_CONTACTOR | Power Contactor | CONT_POW_3P_AC3_9A_4kW_5.5HP_415V_AUX0NO+1NC | Power Contactor – 3P ¦ AC3 9A ¦ 4kW/5.5HP @415V ¦ Aux 0NO+1NC | CONT_POW_3P_AC3_9A_4kW_5.5HP_415V_AUX0NO+1NC | Power Contactor – 3P ¦ AC3 9A ¦ 4kW/5.5HP @415V ¦ Aux 0NO+1NC | Power Contactor – 3P ¦ AC3 9A ¦ 4kW/5.5HP @415V ¦ Aux 0NO+1NC ¦ Coil 220V AC |  | FRAME-1 | [7 empty] | SYSTEM_VOLTAGE_V | 415 | V | MOTOR_KW | 4 | kW | MOTOR_HP | 5.5 | HP | [15 empty] | POLES | 3P |  | DUTY_TYPE | AC3 |  | COIL | 220VAC |  | AUX_CONTACTS | 0NO+1NC | [13 empty] | 3P | AC3 | 9 | A | AC | 220 | V | 0NO+1NC | [8 empty] | Schneider | Easy TeSys | LC1E | LC1E0901M7 | 2 | CONT_POW_3P_AC3_9A_4kW_5.5HP_415V_AUX0NO+1NC |  |  | 1620 | INR | 2025-07-15 | Schneider WEF 15-Jul-2025 | Switching _All_WEF 15th Jul 25.pdf | 8 | Power Contactors LC1E (3 Pole AC Control) | LC1E0901 | Base reference LC1E0901*, coil M7 column. Entered from Page 8. | ACTIVE | OK
Motor Control | Contactor | Contactor | CONTACTOR¦POWER_CONTACTOR | Power Contactor | CONT_POW_3P_AC3_9A_4kW_5.5HP_415V_AUX0NO+1NC | Power Contactor – 3P ¦ AC3 9A ¦ 4kW/5.5HP @415V ¦ Aux 0NO+1NC | CONT_POW_3P_AC3_9A_4kW_5.5HP_415V_AUX0NO+1NC | Power Contactor – 3P ¦ AC3 9A ¦ 4kW/5.5HP @415V ¦ Aux 0NO+1NC | Power Contactor – 3P ¦ AC3 9A ¦ 4kW/5.5HP @415V ¦ Aux 0NO+1NC ¦ Coil 415V AC |  | FRAME-1 | [7 empty] | SYSTEM_VOLTAGE_V | 415 | V | MOTOR_KW | 4 | kW | MOTOR_HP | 5.5 | HP | [15 empty] | POLES | 3P |  | DUTY_TYPE | AC3 |  | COIL | 415VAC |  | AUX_CONTACTS | 0NO+1NC | [13 empty] | 3P | AC3 | 9 | A | AC | 415 | V | 0NO+1NC | [8 empty] | Schneider | Easy TeSys | LC1E | LC1E0901N5 | 2 | CONT_POW_3P_AC3_9A_4kW_5.5HP_415V_AUX0NO+1NC |  |  | 1620 | INR | 2025-07-15 | Schneider WEF 15-Jul-2025 | Switching _All_WEF 15th Jul 25.pdf | 8 | Power Contactors LC1E (3 Pole AC Control) | LC1E0901 | Base reference LC1E0901*, coil N5 column. Entered from Page 8. | ACTIVE | OK
Motor Control | Contactor | Contactor | CONTACTOR¦POWER_CONTACTOR | Power Contactor | CONT_POW_3P_AC1_20A_2.2kW_3HP_415V_AUX1NO+0NC_COIL220V | Power Contactor – 3P ¦ AC1 20A ¦ 2.2kW/3HP @415V ¦ Coil 220VAC ¦ Aux 1NO+0NC | CONT_POW_3P_AC1_20A_2.2kW_3HP_415V_AUX1NO+0NC_COIL220V | Power Contactor – 3P ¦ AC1 20A ¦ 2.2kW/3HP @415V ¦ Coil 220VAC ¦ Aux 1NO+0NC | Power Contactor – 3P ¦ AC1 20A ¦ 2.2kW/3HP @415V ¦ Coil 220VAC ¦ Aux 1NO+0NC |  | FRAME-1 | [7 empty] | SYSTEM_VOLTAGE_V | 415 | V | MOTOR_KW | 2.2 | kW | MOTOR_HP | 3 | HP | [15 empty] | POLES | 3P |  | DUTY_TYPE | AC1 |  | COIL | 220VAC |  | AUX_CONTACTS | 1NO+0NC | [13 empty] | 3P | AC1 | 20 | A | AC | 220 | V | 1NO+0NC | [8 empty] | Schneider | Easy TeSys | LC1E | LC1E0610M7 | 2 | CONT_POW_3P_AC1_20A_2.2kW_3HP_415V_AUX1NO+0NC_COIL220V |  |  | 1580 | INR | 2025-07-15 | Schneider WEF 15-Jul-2025 | Switching _All_WEF 15th Jul 25.pdf | 8 | Power Contactors LC1E (3 Pole AC Control) | LC1E0610 | Entered from Page 8; base LC1E0610*, coil M7 column. | ACTIVE | OK
Motor Control | Contactor | Contactor | CONTACTOR¦POWER_CONTACTOR | Power Contactor | CONT_POW_3P_AC1_20A_2.2kW_3HP_415V_AUX1NO+0NC_COIL415V | Power Contactor – 3P ¦ AC1 20A ¦ 2.2kW/3HP @415V ¦ Coil 415VAC ¦ Aux 1NO+0NC | CONT_POW_3P_AC1_20A_2.2kW_3HP_415V_AUX1NO+0NC_COIL415V | Power Contactor – 3P ¦ AC1 20A ¦ 2.2kW/3HP @415V ¦ Coil 415VAC ¦ Aux 1NO+0NC | Power Contactor – 3P ¦ AC1 20A ¦ 2.2kW/3HP @415V ¦ Coil 415VAC ¦ Aux 1NO+0NC |  | FRAME-1 | [7 empty] | SYSTEM_VOLTAGE_V | 415 | V | MOTOR_KW | 2.2 | kW | MOTOR_HP | 3 | HP | [15 empty] | POLES | 3P |  | DUTY_TYPE | AC1 |  | COIL | 415VAC |  | AUX_CONTACTS | 1NO+0NC | [13 empty] | 3P | AC1 | 20 | A | AC | 415 | V | 1NO+0NC | [8 empty] | Schneider | Easy TeSys | LC1E | LC1E0610N5 | 2 | CONT_POW_3P_AC1_20A_2.2kW_3HP_415V_AUX1NO+0NC_COIL415V |  |  | 1865 | INR | 2025-07-15 | Schneider WEF 15-Jul-2025 | Switching _All_WEF 15th Jul 25.pdf | 8 | Power Contactors LC1E (3 Pole AC Control) | LC1E0610 | Entered from Page 8; base LC1E0610*, coil N5 column. | ACTIVE | OK
Motor Control | Contactor | Contactor | CONTACTOR¦POWER_CONTACTOR | Power Contactor | CONT_POW_3P_AC3_6A_2.2kW_3HP_415V_AUX1NO+0NC_COIL220V | Power Contactor – 3P ¦ AC3 6A ¦ 2.2kW/3HP @415V ¦ Coil 220VAC ¦ Aux 1NO+0NC | CONT_POW_3P_AC3_6A_2.2kW_3HP_415V_AUX1NO+0NC_COIL220V | Power Contactor – 3P ¦ AC3 6A ¦ 2.2kW/3HP @415V ¦ Coil 220VAC ¦ Aux 1NO+0NC | Power Contactor – 3P ¦ AC3 6A ¦ 2.2kW/3HP @415V ¦ Coil 220VAC ¦ Aux 1NO+0NC |  | FRAME-1 | [7 empty] | SYSTEM_VOLTAGE_V | 415 | V | MOTOR_KW | 2.2 | kW | MOTOR_HP | 3 | HP | [15 empty] | POLES | 3P |  | DUTY_TYPE | AC3 |  | COIL | 220VAC |  | AUX_CONTACTS | 1NO+0NC | [13 empty] | 3P | AC3 | 6 | A | AC | 220 | V | 1NO+0NC | [8 empty] | Schneider | Easy TeSys | LC1E | LC1E0610M7 | 2 | CONT_POW_3P_AC3_6A_2.2kW_3HP_415V_AUX1NO+0NC_COIL220V |  |  | 1580 | INR | 2025-07-15 | Schneider WEF 15-Jul-2025 | Switching _All_WEF 15th Jul 25.pdf | 8 | Power Contactors LC1E (3 Pole AC Control) | LC1E0610 | Entered from Page 8; base LC1E0610*, coil M7 column. | ACTIVE | OK
Motor Control | Contactor | Contactor | CONTACTOR¦POWER_CONTACTOR | Power Contactor | CONT_POW_3P_AC3_6A_2.2kW_3HP_415V_AUX1NO+0NC_COIL415V | Power Contactor – 3P ¦ AC3 6A ¦ 2.2kW/3HP @415V ¦ Coil 415VAC ¦ Aux 1NO+0NC | CONT_POW_3P_AC3_6A_2.2kW_3HP_415V_AUX1NO+0NC_COIL415V | Power Contactor – 3P ¦ AC3 6A ¦ 2.2kW/3HP @415V ¦ Coil 415VAC ¦ Aux 1NO+0NC | Power Contactor – 3P ¦ AC3 6A ¦ 2.2kW/3HP @415V ¦ Coil 415VAC ¦ Aux 1NO+0NC |  | FRAME-1 | [7 empty] | SYSTEM_VOLTAGE_V | 415 | V | MOTOR_KW | 2.2 | kW | MOTOR_HP | 3 | HP | [15 empty] | POLES | 3P |  | DUTY_TYPE | AC3 |  | COIL | 415VAC |  | AUX_CONTACTS | 1NO+0NC | [13 empty] | 3P | AC3 | 6 | A | AC | 415 | V | 1NO+0NC | [8 empty] | Schneider | Easy TeSys | LC1E | LC1E0610N5 | 2 | CONT_POW_3P_AC3_6A_2.2kW_3HP_415V_AUX1NO+0NC_COIL415V |  |  | 1865 | INR | 2025-07-15 | Schneider WEF 15-Jul-2025 | Switching _All_WEF 15th Jul 25.pdf | 8 | Power Contactors LC1E (3 Pole AC Control) | LC1E0610 | Entered from Page 8; base LC1E0610*, coil N5 column. | ACTIVE | OK
Motor Control | Contactor | Contactor | CONTACTOR¦POWER_CONTACTOR | Power Contactor | CONT_POW_3P_AC1_25A_4kW_5.5HP_415V_AUX1NO+0NC_COIL220V | Power Contactor – 3P ¦ AC1 25A ¦ 4kW/5.5HP @415V ¦ Coil 220VAC ¦ Aux 1NO+0NC | CONT_POW_3P_AC1_25A_4kW_5.5HP_415V_AUX1NO+0NC_COIL220V | Power Contactor – 3P ¦ AC1 25A ¦ 4kW/5.5HP @415V ¦ Coil 220VAC ¦ Aux 1NO+0NC | Power Contactor – 3P ¦ AC1 25A ¦ 4kW/5.5HP @415V ¦ Coil 220VAC ¦ Aux 1NO+0NC |  | FRAME-1 | [7 empty] | SYSTEM_VOLTAGE_V | 415 | V | MOTOR_KW | 4 | kW | MOTOR_HP | 5.5 | HP | [15 empty] | POLES | 3P |  | DUTY_TYPE | AC1 |  | COIL | 220VAC |  | AUX_CONTACTS | 1NO+0NC | [13 empty] | 3P | AC1 | 25 | A | AC | 220 | V | 1NO+0NC | [8 empty] | Schneider | Easy TeSys | LC1E | LC1E0910M7 | 2 | CONT_POW_3P_AC1_25A_4kW_5.5HP_415V_AUX1NO+0NC_COIL220V |  |  | 1620 | INR | 2025-07-15 | Schneider WEF 15-Jul-2025 | Switching _All_WEF 15th Jul 25.pdf | 8 | Power Contactors LC1E (3 Pole AC Control) | LC1E0910 | Entered from Page 8; base LC1E0910*, coil M7 column. | ACTIVE | OK
Motor Control | Contactor | Contactor | CONTACTOR¦POWER_CONTACTOR | Power Contactor | CONT_POW_3P_AC1_25A_4kW_5.5HP_415V_AUX1NO+0NC_COIL415V | Power Contactor – 3P ¦ AC1 25A ¦ 4kW/5.5HP @415V ¦ Coil 415VAC ¦ Aux 1NO+0NC | CONT_POW_3P_AC1_25A_4kW_5.5HP_415V_AUX1NO+0NC_COIL415V | Power Contactor – 3P ¦ AC1 25A ¦ 4kW/5.5HP @415V ¦ Coil 415VAC ¦ Aux 1NO+0NC | Power Contactor – 3P ¦ AC1 25A ¦ 4kW/5.5HP @415V ¦ Coil 415VAC ¦ Aux 1NO+0NC |  | FRAME-1 | [7 empty] | SYSTEM_VOLTAGE_V | 415 | V | MOTOR_KW | 4 | kW | MOTOR_HP | 5.5 | HP | [15 empty] | POLES | 3P |  | DUTY_TYPE | AC1 |  | COIL | 415VAC |  | AUX_CONTACTS | 1NO+0NC | [13 empty] | 3P | AC1 | 25 | A | AC | 415 | V | 1NO+0NC | [8 empty] | Schneider | Easy TeSys | LC1E | LC1E0910N5 | 2 | CONT_POW_3P_AC1_25A_4kW_5.5HP_415V_AUX1NO+0NC_COIL415V |  |  | 1620 | INR | 2025-07-15 | Schneider WEF 15-Jul-2025 | Switching _All_WEF 15th Jul 25.pdf | 8 | Power Contactors LC1E (3 Pole AC Control) | LC1E0910 | Entered from Page 8; base LC1E0910*, coil N5 column. | ACTIVE | OK
Motor Control | Contactor | Contactor | CONTACTOR¦POWER_CONTACTOR | Power Contactor | CONT_POW_3P_AC3_9A_4kW_5.5HP_415V_AUX1NO+0NC_COIL220V | Power Contactor – 3P ¦ AC3 9A ¦ 4kW/5.5HP @415V ¦ Coil 220VAC ¦ Aux 1NO+0NC | CONT_POW_3P_AC3_9A_4kW_5.5HP_415V_AUX1NO+0NC_COIL220V | Power Contactor – 3P ¦ AC3 9A ¦ 4kW/5.5HP @415V ¦ Coil 220VAC ¦ Aux 1NO+0NC | Power Contactor – 3P ¦ AC3 9A ¦ 4kW/5.5HP @415V ¦ Coil 220VAC ¦ Aux 1NO+0NC |  | FRAME-1 | [7 empty] | SYSTEM_VOLTAGE_V | 415 | V | MOTOR_KW | 4 | kW | MOTOR_HP | 5.5 | HP | [15 empty] | POLES | 3P |  | DUTY_TYPE | AC3 |  | COIL | 220VAC |  | AUX_CONTACTS | 1NO+0NC | [13 empty] | 3P | AC3 | 9 | A | AC | 220 | V | 1NO+0NC | [8 empty] | Schneider | Easy TeSys | LC1E | LC1E0910M7 | 2 | CONT_POW_3P_AC3_9A_4kW_5.5HP_415V_AUX1NO+0NC_COIL220V |  |  | 1620 | INR | 2025-07-15 | Schneider WEF 15-Jul-2025 | Switching _All_WEF 15th Jul 25.pdf | 8 | Power Contactors LC1E (3 Pole AC Control) | LC1E0910 | Entered from Page 8; base LC1E0910*, coil M7 column. | ACTIVE | OK
Motor Control | Contactor | Contactor | CONTACTOR¦POWER_CONTACTOR | Power Contactor | CONT_POW_3P_AC3_9A_4kW_5.5HP_415V_AUX1NO+0NC_COIL415V | Power Contactor – 3P ¦ AC3 9A ¦ 4kW/5.5HP @415V ¦ Coil 415VAC ¦ Aux 1NO+0NC | CONT_POW_3P_AC3_9A_4kW_5.5HP_415V_AUX1NO+0NC_COIL415V | Power Contactor – 3P ¦ AC3 9A ¦ 4kW/5.5HP @415V ¦ Coil 415VAC ¦ Aux 1NO+0NC | Power Contactor – 3P ¦ AC3 9A ¦ 4kW/5.5HP @415V ¦ Coil 415VAC ¦ Aux 1NO+0NC |  | FRAME-1 | [7 empty] | SYSTEM_VOLTAGE_V | 415 | V | MOTOR_KW | 4 | kW | MOTOR_HP | 5.5 | HP | [15 empty] | POLES | 3P |  | DUTY_TYPE | AC3 |  | COIL | 415VAC |  | AUX_CONTACTS | 1NO+0NC | [13 empty] | 3P | AC3 | 9 | A | AC | 415 | V | 1NO+0NC | [8 empty] | Schneider | Easy TeSys | LC1E | LC1E0910N5 | 2 | CONT_POW_3P_AC3_9A_4kW_5.5HP_415V_AUX1NO+0NC_COIL415V |  |  | 1620 | INR | 2025-07-15 | Schneider WEF 15-Jul-2025 | Switching _All_WEF 15th Jul 25.pdf | 8 | Power Contactors LC1E (3 Pole AC Control) | LC1E0910 | Entered from Page 8; base LC1E0910*, coil N5 column. | ACTIVE | OK
Motor Control | Contactor | Contactor | CONTACTOR¦POWER_CONTACTOR | Power Contactor | CONT_POW_3P_AC1_25A_5.5kW_7.5HP_415V_AUX0NO+1NC_COIL220V | Power Contactor – 3P ¦ AC1 25A ¦ 5.5kW/7.5HP @415V ¦ Coil 220VAC ¦ Aux 0NO+1NC | CONT_POW_3P_AC1_25A_5.5kW_7.5HP_415V_AUX0NO+1NC_COIL220V | Power Contactor – 3P ¦ AC1 25A ¦ 5.5kW/7.5HP @415V ¦ Coil 220VAC ¦ Aux 0NO+1NC | Power Contactor – 3P ¦ AC1 25A ¦ 5.5kW/7.5HP @415V ¦ Coil 220VAC ¦ Aux 0NO+1NC |  | FRAME-1 | [7 empty] | SYSTEM_VOLTAGE_V | 415 | V | MOTOR_KW | 5.5 | kW | MOTOR_HP | 7.5 | HP | [15 empty] | POLES | 3P |  | DUTY_TYPE | AC1 |  | COIL | 220VAC |  | AUX_CONTACTS | 0NO+1NC | [13 empty] | 3P | AC1 | 25 | A | AC | 220 | V | 0NO+1NC | [8 empty] | Schneider | Easy TeSys | LC1E | LC1E1201M7 | 2 | CONT_POW_3P_AC1_25A_5.5kW_7.5HP_415V_AUX0NO+1NC_COIL220V |  |  | 1850 | INR | 2025-07-15 | Schneider WEF 15-Jul-2025 | Switching _All_WEF 15th Jul 25.pdf | 8 | Power Contactors LC1E (3 Pole AC Control) | LC1E1201 | Entered from Page 8; base LC1E1201*, coil M7 column. | ACTIVE | OK
Motor Control | Contactor | Contactor | CONTACTOR¦POWER_CONTACTOR | Power Contactor | CONT_POW_3P_AC1_25A_5.5kW_7.5HP_415V_AUX0NO+1NC_COIL415V | Power Contactor – 3P ¦ AC1 25A ¦ 5.5kW/7.5HP @415V ¦ Coil 415VAC ¦ Aux 0NO+1NC | CONT_POW_3P_AC1_25A_5.5kW_7.5HP_415V_AUX0NO+1NC_COIL415V | Power Contactor – 3P ¦ AC1 25A ¦ 5.5kW/7.5HP @415V ¦ Coil 415VAC ¦ Aux 0NO+1NC | Power Contactor – 3P ¦ AC1 25A ¦ 5.5kW/7.5HP @415V ¦ Coil 415VAC ¦ Aux 0NO+1NC |  | FRAME-1 | [7 empty] | SYSTEM_VOLTAGE_V | 415 | V | MOTOR_KW | 5.5 | kW | MOTOR_HP | 7.5 | HP | [15 empty] | POLES | 3P |  | DUTY_TYPE | AC1 |  | COIL | 415VAC |  | AUX_CONTACTS | 0NO+1NC | [13 empty] | 3P | AC1 | 25 | A | AC | 415 | V | 0NO+1NC | [8 empty] | Schneider | Easy TeSys | LC1E | LC1E1201N5 | 2 | CONT_POW_3P_AC1_25A_5.5kW_7.5HP_415V_AUX0NO+1NC_COIL415V |  |  | 1850 | INR | 2025-07-15 | Schneider WEF 15-Jul-2025 | Switching _All_WEF 15th Jul 25.pdf | 8 | Power Contactors LC1E (3 Pole AC Control) | LC1E1201 | Entered from Page 8; base LC1E1201*, coil N5 column. | ACTIVE | OK
Motor Control | Contactor | Contactor | CONTACTOR¦POWER_CONTACTOR | Power Contactor | CONT_POW_3P_AC3_12A_5.5kW_7.5HP_415V_AUX0NO+1NC_COIL220V | Power Contactor – 3P ¦ AC3 12A ¦ 5.5kW/7.5HP @415V ¦ Coil 220VAC ¦ Aux 0NO+1NC | CONT_POW_3P_AC3_12A_5.5kW_7.5HP_415V_AUX0NO+1NC_COIL220V | Power Contactor – 3P ¦ AC3 12A ¦ 5.5kW/7.5HP @415V ¦ Coil 220VAC ¦ Aux 0NO+1NC | Power Contactor – 3P ¦ AC3 12A ¦ 5.5kW/7.5HP @415V ¦ Coil 220VAC ¦ Aux 0NO+1NC |  | FRAME-1 | [7 empty] | SYSTEM_VOLTAGE_V | 415 | V | MOTOR_KW | 5.5 | kW | MOTOR_HP | 7.5 | HP | [15 empty] | POLES | 3P |  | DUTY_TYPE | AC3 |  | COIL | 220VAC |  | AUX_CONTACTS | 0NO+1NC | [13 empty] | 3P | AC3 | 12 | A | AC | 220 | V | 0NO+1NC | [8 empty] | Schneider | Easy TeSys | LC1E | LC1E1201M7 | 2 | CONT_POW_3P_AC3_12A_5.5kW_7.5HP_415V_AUX0NO+1NC_COIL220V |  |  | 1850 | INR | 2025-07-15 | Schneider WEF 15-Jul-2025 | Switching _All_WEF 15th Jul 25.pdf | 8 | Power Contactors LC1E (3 Pole AC Control) | LC1E1201 | Entered from Page 8; base LC1E1201*, coil M7 column. | ACTIVE | OK
Motor Control | Contactor | Contactor | CONTACTOR¦POWER_CONTACTOR | Power Contactor | CONT_POW_3P_AC3_12A_5.5kW_7.5HP_415V_AUX0NO+1NC_COIL415V | Power Contactor – 3P ¦ AC3 12A ¦ 5.5kW/7.5HP @415V ¦ Coil 415VAC ¦ Aux 0NO+1NC | CONT_POW_3P_AC3_12A_5.5kW_7.5HP_415V_AUX0NO+1NC_COIL415V | Power Contactor – 3P ¦ AC3 12A ¦ 5.5kW/7.5HP @415V ¦ Coil 415VAC ¦ Aux 0NO+1NC | Power Contactor – 3P ¦ AC3 12A ¦ 5.5kW/7.5HP @415V ¦ Coil 415VAC ¦ Aux 0NO+1NC |  | FRAME-1 | [7 empty] | SYSTEM_VOLTAGE_V | 415 | V | MOTOR_KW | 5.5 | kW | MOTOR_HP | 7.5 | HP | [15 empty] | POLES | 3P |  | DUTY_TYPE | AC3 |  | COIL | 415VAC |  | AUX_CONTACTS | 0NO+1NC | [13 empty] | 3P | AC3 | 12 | A | AC | 415 | V | 0NO+1NC | [8 empty] | Schneider | Easy TeSys | LC1E | LC1E1201N5 | 2 | CONT_POW_3P_AC3_12A_5.5kW_7.5HP_415V_AUX0NO+1NC_COIL415V |  |  | 1850 | INR | 2025-07-15 | Schneider WEF 15-Jul-2025 | Switching _All_WEF 15th Jul 25.pdf | 8 | Power Contactors LC1E (3 Pole AC Control) | LC1E1201 | Entered from Page 8; base LC1E1201*, coil N5 column. | ACTIVE | OK
Motor Control | Contactor | Contactor | CONTACTOR¦POWER_CONTACTOR | Power Contactor | CONT_POW_3P_AC1_25A_5.5kW_7.5HP_415V_AUX1NO+0NC_COIL220V | Power Contactor – 3P ¦ AC1 25A ¦ 5.5kW/7.5HP @415V ¦ Coil 220VAC ¦ Aux 1NO+0NC | CONT_POW_3P_AC1_25A_5.5kW_7.5HP_415V_AUX1NO+0NC_COIL220V | Power Contactor – 3P ¦ AC1 25A ¦ 5.5kW/7.5HP @415V ¦ Coil 220VAC ¦ Aux 1NO+0NC | Power Contactor – 3P ¦ AC1 25A ¦ 5.5kW/7.5HP @415V ¦ Coil 220VAC ¦ Aux 1NO+0NC |  | FRAME-1 | [7 empty] | SYSTEM_VOLTAGE_V | 415 | V | MOTOR_KW | 5.5 | kW | MOTOR_HP | 7.5 | HP | [15 empty] | POLES | 3P |  | DUTY_TYPE | AC1 |  | COIL | 220VAC |  | AUX_CONTACTS | 1NO+0NC | [13 empty] | 3P | AC1 | 25 | A | AC | 220 | V | 1NO+0NC | [8 empty] | Schneider | Easy TeSys | LC1E | LC1E1210M7 | 2 | CONT_POW_3P_AC1_25A_5.5kW_7.5HP_415V_AUX1NO+0NC_COIL220V |  |  | 1850 | INR | 2025-07-15 | Schneider WEF 15-Jul-2025 | Switching _All_WEF 15th Jul 25.pdf | 8 | Power Contactors LC1E (3 Pole AC Control) | LC1E1210 | Entered from Page 8; base LC1E1210*, coil M7 column. | ACTIVE | OK
Motor Control | Contactor | Contactor | CONTACTOR¦POWER_CONTACTOR | Power Contactor | CONT_POW_3P_AC1_25A_5.5kW_7.5HP_415V_AUX1NO+0NC_COIL415V | Power Contactor – 3P ¦ AC1 25A ¦ 5.5kW/7.5HP @415V ¦ Coil 415VAC ¦ Aux 1NO+0NC | CONT_POW_3P_AC1_25A_5.5kW_7.5HP_415V_AUX1NO+0NC_COIL415V | Power Contactor – 3P ¦ AC1 25A ¦ 5.5kW/7.5HP @415V ¦ Coil 415VAC ¦ Aux 1NO+0NC | Power Contactor – 3P ¦ AC1 25A ¦ 5.5kW/7.5HP @415V ¦ Coil 415VAC ¦ Aux 1NO+0NC |  | FRAME-1 | [7 empty] | SYSTEM_VOLTAGE_V | 415 | V | MOTOR_KW | 5.5 | kW | MOTOR_HP | 7.5 | HP | [15 empty] | POLES | 3P |  | DUTY_TYPE | AC1 |  | COIL | 415VAC |  | AUX_CONTACTS | 1NO+0NC | [13 empty] | 3P | AC1 | 25 | A | AC | 415 | V | 1NO+0NC | [8 empty] | Schneider | Easy TeSys | LC1E | LC1E1210N5 | 2 | CONT_POW_3P_AC1_25A_5.5kW_7.5HP_415V_AUX1NO+0NC_COIL415V |  |  | 1850 | INR | 2025-07-15 | Schneider WEF 15-Jul-2025 | Switching _All_WEF 15th Jul 25.pdf | 8 | Power Contactors LC1E (3 Pole AC Control) | LC1E1210 | Entered from Page 8; base LC1E1210*, coil N5 column. | ACTIVE | OK
Motor Control | Contactor | Contactor | CONTACTOR¦POWER_CONTACTOR | Power Contactor | CONT_POW_3P_AC3_12A_5.5kW_7.5HP_415V_AUX1NO+0NC_COIL220V | Power Contactor – 3P ¦ AC3 12A ¦ 5.5kW/7.5HP @415V ¦ Coil 220VAC ¦ Aux 1NO+0NC | CONT_POW_3P_AC3_12A_5.5kW_7.5HP_415V_AUX1NO+0NC_COIL220V | Power Contactor – 3P ¦ AC3 12A ¦ 5.5kW/7.5HP @415V ¦ Coil 220VAC ¦ Aux 1NO+0NC | Power Contactor – 3P ¦ AC3 12A ¦ 5.5kW/7.5HP @415V ¦ Coil 220VAC ¦ Aux 1NO+0NC |  | FRAME-1 | [7 empty] | SYSTEM_VOLTAGE_V | 415 | V | MOTOR_KW | 5.5 | kW | MOTOR_HP | 7.5 | HP | [15 empty] | POLES | 3P |  | DUTY_TYPE | AC3 |  | COIL | 220VAC |  | AUX_CONTACTS | 1NO+0NC | [13 empty] | 3P | AC3 | 12 | A | AC | 220 | V | 1NO+0NC | [8 empty] | Schneider | Easy TeSys | LC1E | LC1E1210M7 | 2 | CONT_POW_3P_AC3_12A_5.5kW_7.5HP_415V_AUX1NO+0NC_COIL220V |  |  | 1850 | INR | 2025-07-15 | Schneider WEF 15-Jul-2025 | Switching _All_WEF 15th Jul 25.pdf | 8 | Power Contactors LC1E (3 Pole AC Control) | LC1E1210 | Entered from Page 8; base LC1E1210*, coil M7 column. | ACTIVE | OK
Motor Control | Contactor | Contactor | CONTACTOR¦POWER_CONTACTOR | Power Contactor | CONT_POW_3P_AC3_12A_5.5kW_7.5HP_415V_AUX1NO+0NC_COIL415V | Power Contactor – 3P ¦ AC3 12A ¦ 5.5kW/7.5HP @415V ¦ Coil 415VAC ¦ Aux 1NO+0NC | CONT_POW_3P_AC3_12A_5.5kW_7.5HP_415V_AUX1NO+0NC_COIL415V | Power Contactor – 3P ¦ AC3 12A ¦ 5.5kW/7.5HP @415V ¦ Coil 415VAC ¦ Aux 1NO+0NC | Power Contactor – 3P ¦ AC3 12A ¦ 5.5kW/7.5HP @415V ¦ Coil 415VAC ¦ Aux 1NO+0NC |  | FRAME-1 | [7 empty] | SYSTEM_VOLTAGE_V | 415 | V | MOTOR_KW | 5.5 | kW | MOTOR_HP | 7.5 | HP | [15 empty] | POLES | 3P |  | DUTY_TYPE | AC3 |  | COIL | 415VAC |  | AUX_CONTACTS | 1NO+0NC | [13 empty] | 3P | AC3 | 12 | A | AC | 415 | V | 1NO+0NC | [8 empty] | Schneider | Easy TeSys | LC1E | LC1E1210N5 | 2 | CONT_POW_3P_AC3_12A_5.5kW_7.5HP_415V_AUX1NO+0NC_COIL415V |  |  | 1850 | INR | 2025-07-15 | Schneider WEF 15-Jul-2025 | Switching _All_WEF 15th Jul 25.pdf | 8 | Power Contactors LC1E (3 Pole AC Control) | LC1E1210 | Entered from Page 8; base LC1E1210*, coil N5 column. | ACTIVE | OK
Motor Control | Contactor | Contactor | CONTACTOR¦POWER_CONTACTOR | Power Contactor | CONT_POW_3P_AC1_32A_9kW_12HP_415V_AUX0NO+1NC_COIL220V | Power Contactor – 3P ¦ AC1 32A ¦ 9kW/12HP @415V ¦ Coil 220VAC ¦ Aux 0NO+1NC | CONT_POW_3P_AC1_32A_9kW_12HP_415V_AUX0NO+1NC_COIL220V | Power Contactor – 3P ¦ AC1 32A ¦ 9kW/12HP @415V ¦ Coil 220VAC ¦ Aux 0NO+1NC | Power Contactor – 3P ¦ AC1 32A ¦ 9kW/12HP @415V ¦ Coil 220VAC ¦ Aux 0NO+1NC |  | FRAME-1 | [7 empty] | SYSTEM_VOLTAGE_V | 415 | V | MOTOR_KW | 9 | kW | MOTOR_HP | 12 | HP | [15 empty] | POLES | 3P |  | DUTY_TYPE | AC1 |  | COIL | 220VAC |  | AUX_CONTACTS | 0NO+1NC | [13 empty] | 3P | AC1 | 32 | A | AC | 220 | V | 0NO+1NC | [8 empty] | Schneider | Easy TeSys | LC1E | LC1E1801M7 | 2 | CONT_POW_3P_AC1_32A_9kW_12HP_415V_AUX0NO+1NC_COIL220V |  |  | 2135 | INR | 2025-07-15 | Schneider WEF 15-Jul-2025 | Switching _All_WEF 15th Jul 25.pdf | 8 | Power Contactors LC1E (3 Pole AC Control) | LC1E1801 | Entered from Page 8; base LC1E1801*, coil M7 column. | ACTIVE | OK
Motor Control | Contactor | Contactor | CONTACTOR¦POWER_CONTACTOR | Power Contactor | CONT_POW_3P_AC1_32A_9kW_12HP_415V_AUX0NO+1NC_COIL415V | Power Contactor – 3P ¦ AC1 32A ¦ 9kW/12HP @415V ¦ Coil 415VAC ¦ Aux 0NO+1NC | CONT_POW_3P_AC1_32A_9kW_12HP_415V_AUX0NO+1NC_COIL415V | Power Contactor – 3P ¦ AC1 32A ¦ 9kW/12HP @415V ¦ Coil 415VAC ¦ Aux 0NO+1NC | Power Contactor – 3P ¦ AC1 32A ¦ 9kW/12HP @415V ¦ Coil 415VAC ¦ Aux 0NO+1NC |  | FRAME-1 | [7 empty] | SYSTEM_VOLTAGE_V | 415 | V | MOTOR_KW | 9 | kW | MOTOR_HP | 12 | HP | [15 empty] | POLES | 3P |  | DUTY_TYPE | AC1 |  | COIL | 415VAC |  | AUX_CONTACTS | 0NO+1NC | [13 empty] | 3P | AC1 | 32 | A | AC | 415 | V | 0NO+1NC | [8 empty] | Schneider | Easy TeSys | LC1E | LC1E1801N5 | 2 | CONT_POW_3P_AC1_32A_9kW_12HP_415V_AUX0NO+1NC_COIL415V |  |  | 2135 | INR | 2025-07-15 | Schneider WEF 15-Jul-2025 | Switching _All_WEF 15th Jul 25.pdf | 8 | Power Contactors LC1E (3 Pole AC Control) | LC1E1801 | Entered from Page 8; base LC1E1801*, coil N5 column. | ACTIVE | OK
Motor Control | Contactor | Contactor | CONTACTOR¦POWER_CONTACTOR | Power Contactor | CONT_POW_3P_AC3_18A_9kW_12HP_415V_AUX0NO+1NC_COIL220V | Power Contactor – 3P ¦ AC3 18A ¦ 9kW/12HP @415V ¦ Coil 220VAC ¦ Aux 0NO+1NC | CONT_POW_3P_AC3_18A_9kW_12HP_415V_AUX0NO+1NC_COIL220V | Power Contactor – 3P ¦ AC3 18A ¦ 9kW/12HP @415V ¦ Coil 220VAC ¦ Aux 0NO+1NC | Power Contactor – 3P ¦ AC3 18A ¦ 9kW/12HP @415V ¦ Coil 220VAC ¦ Aux 0NO+1NC |  | FRAME-1 | [7 empty] | SYSTEM_VOLTAGE_V | 415 | V | MOTOR_KW | 9 | kW | MOTOR_HP | 12 | HP | [15 empty] | POLES | 3P |  | DUTY_TYPE | AC3 |  | COIL | 220VAC |  | AUX_CONTACTS | 0NO+1NC | [13 empty] | 3P | AC3 | 18 | A | AC | 220 | V | 0NO+1NC | [8 empty] | Schneider | Easy TeSys | LC1E | LC1E1801M7 | 2 | CONT_POW_3P_AC3_18A_9kW_12HP_415V_AUX0NO+1NC_COIL220V |  |  | 2135 | INR | 2025-07-15 | Schneider WEF 15-Jul-2025 | Switching _All_WEF 15th Jul 25.pdf | 8 | Power Contactors LC1E (3 Pole AC Control) | LC1E1801 | Entered from Page 8; base LC1E1801*, coil M7 column. | ACTIVE | OK
Motor Control | Contactor | Contactor | CONTACTOR¦POWER_CONTACTOR | Power Contactor | CONT_POW_3P_AC3_18A_9kW_12HP_415V_AUX0NO+1NC_COIL415V | Power Contactor – 3P ¦ AC3 18A ¦ 9kW/12HP @415V ¦ Coil 415VAC ¦ Aux 0NO+1NC | CONT_POW_3P_AC3_18A_9kW_12HP_415V_AUX0NO+1NC_COIL415V | Power Contactor – 3P ¦ AC3 18A ¦ 9kW/12HP @415V ¦ Coil 415VAC ¦ Aux 0NO+1NC | Power Contactor – 3P ¦ AC3 18A ¦ 9kW/12HP @415V ¦ Coil 415VAC ¦ Aux 0NO+1NC |  | FRAME-1 | [7 empty] | SYSTEM_VOLTAGE_V | 415 | V | MOTOR_KW | 9 | kW | MOTOR_HP | 12 | HP | [15 empty] | POLES | 3P |  | DUTY_TYPE | AC3 |  | COIL | 415VAC |  | AUX_CONTACTS | 0NO+1NC | [13 empty] | 3P | AC3 | 18 | A | AC | 415 | V | 0NO+1NC | [8 empty] | Schneider | Easy TeSys | LC1E | LC1E1801N5 | 2 | CONT_POW_3P_AC3_18A_9kW_12HP_415V_AUX0NO+1NC_COIL415V |  |  | 2135 | INR | 2025-07-15 | Schneider WEF 15-Jul-2025 | Switching _All_WEF 15th Jul 25.pdf | 8 | Power Contactors LC1E (3 Pole AC Control) | LC1E1801 | Entered from Page 8; base LC1E1801*, coil N5 column. | ACTIVE | OK
Motor Control | Contactor | Contactor | CONTACTOR¦POWER_CONTACTOR | Power Contactor | CONT_POW_3P_AC1_32A_9kW_12HP_415V_AUX1NO+0NC_COIL220V | Power Contactor – 3P ¦ AC1 32A ¦ 9kW/12HP @415V ¦ Coil 220VAC ¦ Aux 1NO+0NC | CONT_POW_3P_AC1_32A_9kW_12HP_415V_AUX1NO+0NC_COIL220V | Power Contactor – 3P ¦ AC1 32A ¦ 9kW/12HP @415V ¦ Coil 220VAC ¦ Aux 1NO+0NC | Power Contactor – 3P ¦ AC1 32A ¦ 9kW/12HP @415V ¦ Coil 220VAC ¦ Aux 1NO+0NC |  | FRAME-1 | [7 empty] | SYSTEM_VOLTAGE_V | 415 | V | MOTOR_KW | 9 | kW | MOTOR_HP | 12 | HP | [15 empty] | POLES | 3P |  | DUTY_TYPE | AC1 |  | COIL | 220VAC |  | AUX_CONTACTS | 1NO+0NC | [13 empty] | 3P | AC1 | 32 | A | AC | 220 | V | 1NO+0NC | [8 empty] | Schneider | Easy TeSys | LC1E | LC1E1810M7 | 2 | CONT_POW_3P_AC1_32A_9kW_12HP_415V_AUX1NO+0NC_COIL220V |  |  | 2135 | INR | 2025-07-15 | Schneider WEF 15-Jul-2025 | Switching _All_WEF 15th Jul 25.pdf | 8 | Power Contactors LC1E (3 Pole AC Control) | LC1E1810 | Entered from Page 8; base LC1E1810*, coil M7 column. | ACTIVE | OK
Motor Control | Contactor | Contactor | CONTACTOR¦POWER_CONTACTOR | Power Contactor | CONT_POW_3P_AC1_32A_9kW_12HP_415V_AUX1NO+0NC_COIL415V | Power Contactor – 3P ¦ AC1 32A ¦ 9kW/12HP @415V ¦ Coil 415VAC ¦ Aux 1NO+0NC | CONT_POW_3P_AC1_32A_9kW_12HP_415V_AUX1NO+0NC_COIL415V | Power Contactor – 3P ¦ AC1 32A ¦ 9kW/12HP @415V ¦ Coil 415VAC ¦ Aux 1NO+0NC | Power Contactor – 3P ¦ AC1 32A ¦ 9kW/12HP @415V ¦ Coil 415VAC ¦ Aux 1NO+0NC |  | FRAME-1 | [7 empty] | SYSTEM_VOLTAGE_V | 415 | V | MOTOR_KW | 9 | kW | MOTOR_HP | 12 | HP | [15 empty] | POLES | 3P |  | DUTY_TYPE | AC1 |  | COIL | 415VAC |  | AUX_CONTACTS | 1NO+0NC | [13 empty] | 3P | AC1 | 32 | A | AC | 415 | V | 1NO+0NC | [8 empty] | Schneider | Easy TeSys | LC1E | LC1E1810N5 | 2 | CONT_POW_3P_AC1_32A_9kW_12HP_415V_AUX1NO+0NC_COIL415V |  |  | 2135 | INR | 2025-07-15 | Schneider WEF 15-Jul-2025 | Switching _All_WEF 15th Jul 25.pdf | 8 | Power Contactors LC1E (3 Pole AC Control) | LC1E1810 | Entered from Page 8; base LC1E1810*, coil N5 column. | ACTIVE | OK
Motor Control | Contactor | Contactor | CONTACTOR¦POWER_CONTACTOR | Power Contactor | CONT_POW_3P_AC3_18A_9kW_12HP_415V_AUX1NO+0NC_COIL220V | Power Contactor – 3P ¦ AC3 18A ¦ 9kW/12HP @415V ¦ Coil 220VAC ¦ Aux 1NO+0NC | CONT_POW_3P_AC3_18A_9kW_12HP_415V_AUX1NO+0NC_COIL220V | Power Contactor – 3P ¦ AC3 18A ¦ 9kW/12HP @415V ¦ Coil 220VAC ¦ Aux 1NO+0NC | Power Contactor – 3P ¦ AC3 18A ¦ 9kW/12HP @415V ¦ Coil 220VAC ¦ Aux 1NO+0NC |  | FRAME-1 | [7 empty] | SYSTEM_VOLTAGE_V | 415 | V | MOTOR_KW | 9 | kW | MOTOR_HP | 12 | HP | [15 empty] | POLES | 3P |  | DUTY_TYPE | AC3 |  | COIL | 220VAC |  | AUX_CONTACTS | 1NO+0NC | [13 empty] | 3P | AC3 | 18 | A | AC | 220 | V | 1NO+0NC | [8 empty] | Schneider | Easy TeSys | LC1E | LC1E1810M7 | 2 | CONT_POW_3P_AC3_18A_9kW_12HP_415V_AUX1NO+0NC_COIL220V |  |  | 2135 | INR | 2025-07-15 | Schneider WEF 15-Jul-2025 | Switching _All_WEF 15th Jul 25.pdf | 8 | Power Contactors LC1E (3 Pole AC Control) | LC1E1810 | Entered from Page 8; base LC1E1810*, coil M7 column. | ACTIVE | OK
Motor Control | Contactor | Contactor | CONTACTOR¦POWER_CONTACTOR | Power Contactor | CONT_POW_3P_AC3_18A_9kW_12HP_415V_AUX1NO+0NC_COIL415V | Power Contactor – 3P ¦ AC3 18A ¦ 9kW/12HP @415V ¦ Coil 415VAC ¦ Aux 1NO+0NC | CONT_POW_3P_AC3_18A_9kW_12HP_415V_AUX1NO+0NC_COIL415V | Power Contactor – 3P ¦ AC3 18A ¦ 9kW/12HP @415V ¦ Coil 415VAC ¦ Aux 1NO+0NC | Power Contactor – 3P ¦ AC3 18A ¦ 9kW/12HP @415V ¦ Coil 415VAC ¦ Aux 1NO+0NC |  | FRAME-1 | [7 empty] | SYSTEM_VOLTAGE_V | 415 | V | MOTOR_KW | 9 | kW | MOTOR_HP | 12 | HP | [15 empty] | POLES | 3P |  | DUTY_TYPE | AC3 |  | COIL | 415VAC |  | AUX_CONTACTS | 1NO+0NC | [13 empty] | 3P | AC3 | 18 | A | AC | 415 | V | 1NO+0NC | [8 empty] | Schneider | Easy TeSys | LC1E | LC1E1810N5 | 2 | CONT_POW_3P_AC3_18A_9kW_12HP_415V_AUX1NO+0NC_COIL415V |  |  | 2135 | INR | 2025-07-15 | Schneider WEF 15-Jul-2025 | Switching _All_WEF 15th Jul 25.pdf | 8 | Power Contactors LC1E (3 Pole AC Control) | LC1E1810 | Entered from Page 8; base LC1E1810*, coil N5 column. | ACTIVE | OK
Motor Control | Contactor | Contactor | CONTACTOR¦POWER_CONTACTOR | Power Contactor | CONT_POW_3P_AC1_36A_11kW_15HP_415V_AUX0NO+1NC_COIL220V | Power Contactor – 3P ¦ AC1 36A ¦ 11kW/15HP @415V ¦ Coil 220VAC ¦ Aux 0NO+1NC | CONT_POW_3P_AC1_36A_11kW_15HP_415V_AUX0NO+1NC_COIL220V | Power Contactor – 3P ¦ AC1 36A ¦ 11kW/15HP @415V ¦ Coil 220VAC ¦ Aux 0NO+1NC | Power Contactor – 3P ¦ AC1 36A ¦ 11kW/15HP @415V ¦ Coil 220VAC ¦ Aux 0NO+1NC |  | FRAME-1 | [7 empty] | SYSTEM_VOLTAGE_V | 415 | V | MOTOR_KW | 11 | kW | MOTOR_HP | 15 | HP | [15 empty] | POLES | 3P |  | DUTY_TYPE | AC1 |  | COIL | 220VAC |  | AUX_CONTACTS | 0NO+1NC | [13 empty] | 3P | AC1 | 36 | A | AC | 220 | V | 0NO+1NC | [8 empty] | Schneider | Easy TeSys | LC1E | LC1E2501M7 | 2 | CONT_POW_3P_AC1_36A_11kW_15HP_415V_AUX0NO+1NC_COIL220V |  |  | 2905 | INR | 2025-07-15 | Schneider WEF 15-Jul-2025 | Switching _All_WEF 15th Jul 25.pdf | 8 | Power Contactors LC1E (3 Pole AC Control) | LC1E2501 | Entered from Page 8; base LC1E2501*, coil M7 column. | ACTIVE | OK
Motor Control | Contactor | Contactor | CONTACTOR¦POWER_CONTACTOR | Power Contactor | CONT_POW_3P_AC1_36A_11kW_15HP_415V_AUX0NO+1NC_COIL415V | Power Contactor – 3P ¦ AC1 36A ¦ 11kW/15HP @415V ¦ Coil 415VAC ¦ Aux 0NO+1NC | CONT_POW_3P_AC1_36A_11kW_15HP_415V_AUX0NO+1NC_COIL415V | Power Contactor – 3P ¦ AC1 36A ¦ 11kW/15HP @415V ¦ Coil 415VAC ¦ Aux 0NO+1NC | Power Contactor – 3P ¦ AC1 36A ¦ 11kW/15HP @415V ¦ Coil 415VAC ¦ Aux 0NO+1NC |  | FRAME-1 | [7 empty] | SYSTEM_VOLTAGE_V | 415 | V | MOTOR_KW | 11 | kW | MOTOR_HP | 15 | HP | [15 empty] | POLES | 3P |  | DUTY_TYPE | AC1 |  | COIL | 415VAC |  | AUX_CONTACTS | 0NO+1NC | [13 empty] | 3P | AC1 | 36 | A | AC | 415 | V | 0NO+1NC | [8 empty] | Schneider | Easy TeSys | LC1E | LC1E2501N5 | 2 | CONT_POW_3P_AC1_36A_11kW_15HP_415V_AUX0NO+1NC_COIL415V |  |  | 3440 | INR | 2025-07-15 | Schneider WEF 15-Jul-2025 | Switching _All_WEF 15th Jul 25.pdf | 8 | Power Contactors LC1E (3 Pole AC Control) | LC1E2501 | Entered from Page 8; base LC1E2501*, coil N5 column. | ACTIVE | OK
Motor Control | Contactor | Contactor | CONTACTOR¦POWER_CONTACTOR | Power Contactor | CONT_POW_3P_AC3_25A_11kW_15HP_415V_AUX0NO+1NC_COIL220V | Power Contactor – 3P ¦ AC3 25A ¦ 11kW/15HP @415V ¦ Coil 220VAC ¦ Aux 0NO+1NC | CONT_POW_3P_AC3_25A_11kW_15HP_415V_AUX0NO+1NC_COIL220V | Power Contactor – 3P ¦ AC3 25A ¦ 11kW/15HP @415V ¦ Coil 220VAC ¦ Aux 0NO+1NC | Power Contactor – 3P ¦ AC3 25A ¦ 11kW/15HP @415V ¦ Coil 220VAC ¦ Aux 0NO+1NC |  | FRAME-1 | [7 empty] | SYSTEM_VOLTAGE_V | 415 | V | MOTOR_KW | 11 | kW | MOTOR_HP | 15 | HP | [15 empty] | POLES | 3P |  | DUTY_TYPE | AC3 |  | COIL | 220VAC |  | AUX_CONTACTS | 0NO+1NC | [13 empty] | 3P | AC3 | 25 | A | AC | 220 | V | 0NO+1NC | [8 empty] | Schneider | Easy TeSys | LC1E | LC1E2501M7 | 2 | CONT_POW_3P_AC3_25A_11kW_15HP_415V_AUX0NO+1NC_COIL220V |  |  | 2905 | INR | 2025-07-15 | Schneider WEF 15-Jul-2025 | Switching _All_WEF 15th Jul 25.pdf | 8 | Power Contactors LC1E (3 Pole AC Control) | LC1E2501 | Entered from Page 8; base LC1E2501*, coil M7 column. | ACTIVE | OK
Motor Control | Contactor | Contactor | CONTACTOR¦POWER_CONTACTOR | Power Contactor | CONT_POW_3P_AC3_25A_11kW_15HP_415V_AUX0NO+1NC_COIL415V | Power Contactor – 3P ¦ AC3 25A ¦ 11kW/15HP @415V ¦ Coil 415VAC ¦ Aux 0NO+1NC | CONT_POW_3P_AC3_25A_11kW_15HP_415V_AUX0NO+1NC_COIL415V | Power Contactor – 3P ¦ AC3 25A ¦ 11kW/15HP @415V ¦ Coil 415VAC ¦ Aux 0NO+1NC | Power Contactor – 3P ¦ AC3 25A ¦ 11kW/15HP @415V ¦ Coil 415VAC ¦ Aux 0NO+1NC |  | FRAME-1 | [7 empty] | SYSTEM_VOLTAGE_V | 415 | V | MOTOR_KW | 11 | kW | MOTOR_HP | 15 | HP | [15 empty] | POLES | 3P |  | DUTY_TYPE | AC3 |  | COIL | 415VAC |  | AUX_CONTACTS | 0NO+1NC | [13 empty] | 3P | AC3 | 25 | A | AC | 415 | V | 0NO+1NC | [8 empty] | Schneider | Easy TeSys | LC1E | LC1E2501N5 | 2 | CONT_POW_3P_AC3_25A_11kW_15HP_415V_AUX0NO+1NC_COIL415V |  |  | 3440 | INR | 2025-07-15 | Schneider WEF 15-Jul-2025 | Switching _All_WEF 15th Jul 25.pdf | 8 | Power Contactors LC1E (3 Pole AC Control) | LC1E2501 | Entered from Page 8; base LC1E2501*, coil N5 column. | ACTIVE | OK
Motor Control | Contactor | Contactor | CONTACTOR¦POWER_CONTACTOR | Power Contactor | CONT_POW_3P_AC1_36A_11kW_15HP_415V_AUX1NO+0NC_COIL220V | Power Contactor – 3P ¦ AC1 36A ¦ 11kW/15HP @415V ¦ Coil 220VAC ¦ Aux 1NO+0NC | CONT_POW_3P_AC1_36A_11kW_15HP_415V_AUX1NO+0NC_COIL220V | Power Contactor – 3P ¦ AC1 36A ¦ 11kW/15HP @415V ¦ Coil 220VAC ¦ Aux 1NO+0NC | Power Contactor – 3P ¦ AC1 36A ¦ 11kW/15HP @415V ¦ Coil 220VAC ¦ Aux 1NO+0NC |  | FRAME-1 | [7 empty] | SYSTEM_VOLTAGE_V | 415 | V | MOTOR_KW | 11 | kW | MOTOR_HP | 15 | HP | [15 empty] | POLES | 3P |  | DUTY_TYPE | AC1 |  | COIL | 220VAC |  | AUX_CONTACTS | 1NO+0NC | [13 empty] | 3P | AC1 | 36 | A | AC | 220 | V | 1NO+0NC | [8 empty] | Schneider | Easy TeSys | LC1E | LC1E2510M7 | 2 | CONT_POW_3P_AC1_36A_11kW_15HP_415V_AUX1NO+0NC_COIL220V |  |  | 2905 | INR | 2025-07-15 | Schneider WEF 15-Jul-2025 | Switching _All_WEF 15th Jul 25.pdf | 8 | Power Contactors LC1E (3 Pole AC Control) | LC1E2510 | Entered from Page 8; base LC1E2510*, coil M7 column. | ACTIVE | OK
Motor Control | Contactor | Contactor | CONTACTOR¦POWER_CONTACTOR | Power Contactor | CONT_POW_3P_AC1_36A_11kW_15HP_415V_AUX1NO+0NC_COIL415V | Power Contactor – 3P ¦ AC1 36A ¦ 11kW/15HP @415V ¦ Coil 415VAC ¦ Aux 1NO+0NC | CONT_POW_3P_AC1_36A_11kW_15HP_415V_AUX1NO+0NC_COIL415V | Power Contactor – 3P ¦ AC1 36A ¦ 11kW/15HP @415V ¦ Coil 415VAC ¦ Aux 1NO+0NC | Power Contactor – 3P ¦ AC1 36A ¦ 11kW/15HP @415V ¦ Coil 415VAC ¦ Aux 1NO+0NC |  | FRAME-1 | [7 empty] | SYSTEM_VOLTAGE_V | 415 | V | MOTOR_KW | 11 | kW | MOTOR_HP | 15 | HP | [15 empty] | POLES | 3P |  | DUTY_TYPE | AC1 |  | COIL | 415VAC |  | AUX_CONTACTS | 1NO+0NC | [13 empty] | 3P | AC1 | 36 | A | AC | 415 | V | 1NO+0NC | [8 empty] | Schneider | Easy TeSys | LC1E | LC1E2510N5 | 2 | CONT_POW_3P_AC1_36A_11kW_15HP_415V_AUX1NO+0NC_COIL415V |  |  | 2905 | INR | 2025-07-15 | Schneider WEF 15-Jul-2025 | Switching _All_WEF 15th Jul 25.pdf | 8 | Power Contactors LC1E (3 Pole AC Control) | LC1E2510 | Entered from Page 8; base LC1E2510*, coil N5 column. | ACTIVE | OK
Motor Control | Contactor | Contactor | CONTACTOR¦POWER_CONTACTOR | Power Contactor | CONT_POW_3P_AC3_25A_11kW_15HP_415V_AUX1NO+0NC_COIL220V | Power Contactor – 3P ¦ AC3 25A ¦ 11kW/15HP @415V ¦ Coil 220VAC ¦ Aux 1NO+0NC | CONT_POW_3P_AC3_25A_11kW_15HP_415V_AUX1NO+0NC_COIL220V | Power Contactor – 3P ¦ AC3 25A ¦ 11kW/15HP @415V ¦ Coil 220VAC ¦ Aux 1NO+0NC | Power Contactor – 3P ¦ AC3 25A ¦ 11kW/15HP @415V ¦ Coil 220VAC ¦ Aux 1NO+0NC |  | FRAME-1 | [7 empty] | SYSTEM_VOLTAGE_V | 415 | V | MOTOR_KW | 11 | kW | MOTOR_HP | 15 | HP | [15 empty] | POLES | 3P |  | DUTY_TYPE | AC3 |  | COIL | 220VAC |  | AUX_CONTACTS | 1NO+0NC | [13 empty] | 3P | AC3 | 25 | A | AC | 220 | V | 1NO+0NC | [8 empty] | Schneider | Easy TeSys | LC1E | LC1E2510M7 | 2 | CONT_POW_3P_AC3_25A_11kW_15HP_415V_AUX1NO+0NC_COIL220V |  |  | 2905 | INR | 2025-07-15 | Schneider WEF 15-Jul-2025 | Switching _All_WEF 15th Jul 25.pdf | 8 | Power Contactors LC1E (3 Pole AC Control) | LC1E2510 | Entered from Page 8; base LC1E2510*, coil M7 column. | ACTIVE | OK
Motor Control | Contactor | Contactor | CONTACTOR¦POWER_CONTACTOR | Power Contactor | CONT_POW_3P_AC3_25A_11kW_15HP_415V_AUX1NO+0NC_COIL415V | Power Contactor – 3P ¦ AC3 25A ¦ 11kW/15HP @415V ¦ Coil 415VAC ¦ Aux 1NO+0NC | CONT_POW_3P_AC3_25A_11kW_15HP_415V_AUX1NO+0NC_COIL415V | Power Contactor – 3P ¦ AC3 25A ¦ 11kW/15HP @415V ¦ Coil 415VAC ¦ Aux 1NO+0NC | Power Contactor – 3P ¦ AC3 25A ¦ 11kW/15HP @415V ¦ Coil 415VAC ¦ Aux 1NO+0NC |  | FRAME-1 | [7 empty] | SYSTEM_VOLTAGE_V | 415 | V | MOTOR_KW | 11 | kW | MOTOR_HP | 15 | HP | [15 empty] | POLES | 3P |  | DUTY_TYPE | AC3 |  | COIL | 415VAC |  | AUX_CONTACTS | 1NO+0NC | [13 empty] | 3P | AC3 | 25 | A | AC | 415 | V | 1NO+0NC | [8 empty] | Schneider | Easy TeSys | LC1E | LC1E2510N5 | 2 | CONT_POW_3P_AC3_25A_11kW_15HP_415V_AUX1NO+0NC_COIL415V |  |  | 2905 | INR | 2025-07-15 | Schneider WEF 15-Jul-2025 | Switching _All_WEF 15th Jul 25.pdf | 8 | Power Contactors LC1E (3 Pole AC Control) | LC1E2510 | Entered from Page 8; base LC1E2510*, coil N5 column. | ACTIVE | OK
Motor Control | Contactor | Contactor | CONTACTOR¦POWER_CONTACTOR | Power Contactor | CONT_POW_3P_AC1_50A_15kW_20HP_415V_AUX0NO+1NC_COIL220V | Power Contactor – 3P ¦ AC1 50A ¦ 15kW/20HP @415V ¦ Coil 220VAC ¦ Aux 0NO+1NC | CONT_POW_3P_AC1_50A_15kW_20HP_415V_AUX0NO+1NC_COIL220V | Power Contactor – 3P ¦ AC1 50A ¦ 15kW/20HP @415V ¦ Coil 220VAC ¦ Aux 0NO+1NC | Power Contactor – 3P ¦ AC1 50A ¦ 15kW/20HP @415V ¦ Coil 220VAC ¦ Aux 0NO+1NC |  | FRAME-2 | [7 empty] | SYSTEM_VOLTAGE_V | 415 | V | MOTOR_KW | 15 | kW | MOTOR_HP | 20 | HP | [15 empty] | POLES | 3P |  | DUTY_TYPE | AC1 |  | COIL | 220VAC |  | AUX_CONTACTS | 0NO+1NC | [13 empty] | 3P | AC1 | 50 | A | AC | 220 | V | 0NO+1NC | [8 empty] | Schneider | Easy TeSys | LC1E | LC1E3201M7 | 2 | CONT_POW_3P_AC1_50A_15kW_20HP_415V_AUX0NO+1NC_COIL220V |  |  | 6090 | INR | 2025-07-15 | Schneider WEF 15-Jul-2025 | Switching _All_WEF 15th Jul 25.pdf | 8 | Power Contactors LC1E (3 Pole AC Control) | LC1E3201 | Entered from Page 8; base LC1E3201*, coil M7 column. | ACTIVE | OK
Motor Control | Contactor | Contactor | CONTACTOR¦POWER_CONTACTOR | Power Contactor | CONT_POW_3P_AC1_50A_15kW_20HP_415V_AUX0NO+1NC_COIL415V | Power Contactor – 3P ¦ AC1 50A ¦ 15kW/20HP @415V ¦ Coil 415VAC ¦ Aux 0NO+1NC | CONT_POW_3P_AC1_50A_15kW_20HP_415V_AUX0NO+1NC_COIL415V | Power Contactor – 3P ¦ AC1 50A ¦ 15kW/20HP @415V ¦ Coil 415VAC ¦ Aux 0NO+1NC | Power Contactor – 3P ¦ AC1 50A ¦ 15kW/20HP @415V ¦ Coil 415VAC ¦ Aux 0NO+1NC |  | FRAME-2 | [7 empty] | SYSTEM_VOLTAGE_V | 415 | V | MOTOR_KW | 15 | kW | MOTOR_HP | 20 | HP | [15 empty] | POLES | 3P |  | DUTY_TYPE | AC1 |  | COIL | 415VAC |  | AUX_CONTACTS | 0NO+1NC | [13 empty] | 3P | AC1 | 50 | A | AC | 415 | V | 0NO+1NC | [8 empty] | Schneider | Easy TeSys | LC1E | LC1E3201N5 | 2 | CONT_POW_3P_AC1_50A_15kW_20HP_415V_AUX0NO+1NC_COIL415V |  |  | 7205 | INR | 2025-07-15 | Schneider WEF 15-Jul-2025 | Switching _All_WEF 15th Jul 25.pdf | 8 | Power Contactors LC1E (3 Pole AC Control) | LC1E3201 | Entered from Page 8; base LC1E3201*, coil N5 column. | ACTIVE | OK
Motor Control | Contactor | Contactor | CONTACTOR¦POWER_CONTACTOR | Power Contactor | CONT_POW_3P_AC3_32A_15kW_20HP_415V_AUX0NO+1NC_COIL220V | Power Contactor – 3P ¦ AC3 32A ¦ 15kW/20HP @415V ¦ Coil 220VAC ¦ Aux 0NO+1NC | CONT_POW_3P_AC3_32A_15kW_20HP_415V_AUX0NO+1NC_COIL220V | Power Contactor – 3P ¦ AC3 32A ¦ 15kW/20HP @415V ¦ Coil 220VAC ¦ Aux 0NO+1NC | Power Contactor – 3P ¦ AC3 32A ¦ 15kW/20HP @415V ¦ Coil 220VAC ¦ Aux 0NO+1NC |  | FRAME-2 | [7 empty] | SYSTEM_VOLTAGE_V | 415 | V | MOTOR_KW | 15 | kW | MOTOR_HP | 20 | HP | [15 empty] | POLES | 3P |  | DUTY_TYPE | AC3 |  | COIL | 220VAC |  | AUX_CONTACTS | 0NO+1NC | [13 empty] | 3P | AC3 | 32 | A | AC | 220 | V | 0NO+1NC | [8 empty] | Schneider | Easy TeSys | LC1E | LC1E3201M7 | 2 | CONT_POW_3P_AC3_32A_15kW_20HP_415V_AUX0NO+1NC_COIL220V |  |  | 6090 | INR | 2025-07-15 | Schneider WEF 15-Jul-2025 | Switching _All_WEF 15th Jul 25.pdf | 8 | Power Contactors LC1E (3 Pole AC Control) | LC1E3201 | Entered from Page 8; base LC1E3201*, coil M7 column. | ACTIVE | OK
Motor Control | Contactor | Contactor | CONTACTOR¦POWER_CONTACTOR | Power Contactor | CONT_POW_3P_AC3_32A_15kW_20HP_415V_AUX0NO+1NC_COIL415V | Power Contactor – 3P ¦ AC3 32A ¦ 15kW/20HP @415V ¦ Coil 415VAC ¦ Aux 0NO+1NC | CONT_POW_3P_AC3_32A_15kW_20HP_415V_AUX0NO+1NC_COIL415V | Power Contactor – 3P ¦ AC3 32A ¦ 15kW/20HP @415V ¦ Coil 415VAC ¦ Aux 0NO+1NC | Power Contactor – 3P ¦ AC3 32A ¦ 15kW/20HP @415V ¦ Coil 415VAC ¦ Aux 0NO+1NC |  | FRAME-2 | [7 empty] | SYSTEM_VOLTAGE_V | 415 | V | MOTOR_KW | 15 | kW | MOTOR_HP | 20 | HP | [15 empty] | POLES | 3P |  | DUTY_TYPE | AC3 |  | COIL | 415VAC |  | AUX_CONTACTS | 0NO+1NC | [13 empty] | 3P | AC3 | 32 | A | AC | 415 | V | 0NO+1NC | [8 empty] | Schneider | Easy TeSys | LC1E | LC1E3201N5 | 2 | CONT_POW_3P_AC3_32A_15kW_20HP_415V_AUX0NO+1NC_COIL415V |  |  | 7205 | INR | 2025-07-15 | Schneider WEF 15-Jul-2025 | Switching _All_WEF 15th Jul 25.pdf | 8 | Power Contactors LC1E (3 Pole AC Control) | LC1E3201 | Entered from Page 8; base LC1E3201*, coil N5 column. | ACTIVE | OK
Motor Control | Contactor | Contactor | CONTACTOR¦POWER_CONTACTOR | Power Contactor | CONT_POW_3P_AC1_50A_15kW_20HP_415V_AUX1NO+0NC_COIL220V | Power Contactor – 3P ¦ AC1 50A ¦ 15kW/20HP @415V ¦ Coil 220VAC ¦ Aux 1NO+0NC | CONT_POW_3P_AC1_50A_15kW_20HP_415V_AUX1NO+0NC_COIL220V | Power Contactor – 3P ¦ AC1 50A ¦ 15kW/20HP @415V ¦ Coil 220VAC ¦ Aux 1NO+0NC | Power Contactor – 3P ¦ AC1 50A ¦ 15kW/20HP @415V ¦ Coil 220VAC ¦ Aux 1NO+0NC |  | FRAME-2 | [7 empty] | SYSTEM_VOLTAGE_V | 415 | V | MOTOR_KW | 15 | kW | MOTOR_HP | 20 | HP | [15 empty] | POLES | 3P |  | DUTY_TYPE | AC1 |  | COIL | 220VAC |  | AUX_CONTACTS | 1NO+0NC | [13 empty] | 3P | AC1 | 50 | A | AC | 220 | V | 1NO+0NC | [8 empty] | Schneider | Easy TeSys | LC1E | LC1E3210M7 | 2 | CONT_POW_3P_AC1_50A_15kW_20HP_415V_AUX1NO+0NC_COIL220V |  |  | 6090 | INR | 2025-07-15 | Schneider WEF 15-Jul-2025 | Switching _All_WEF 15th Jul 25.pdf | 8 | Power Contactors LC1E (3 Pole AC Control) | LC1E3210 | Entered from Page 8; base LC1E3210*, coil M7 column. | ACTIVE | OK
Motor Control | Contactor | Contactor | CONTACTOR¦POWER_CONTACTOR | Power Contactor | CONT_POW_3P_AC1_50A_15kW_20HP_415V_AUX1NO+0NC_COIL415V | Power Contactor – 3P ¦ AC1 50A ¦ 15kW/20HP @415V ¦ Coil 415VAC ¦ Aux 1NO+0NC | CONT_POW_3P_AC1_50A_15kW_20HP_415V_AUX1NO+0NC_COIL415V | Power Contactor – 3P ¦ AC1 50A ¦ 15kW/20HP @415V ¦ Coil 415VAC ¦ Aux 1NO+0NC | Power Contactor – 3P ¦ AC1 50A ¦ 15kW/20HP @415V ¦ Coil 415VAC ¦ Aux 1NO+0NC |  | FRAME-2 | [7 empty] | SYSTEM_VOLTAGE_V | 415 | V | MOTOR_KW | 15 | kW | MOTOR_HP | 20 | HP | [15 empty] | POLES | 3P |  | DUTY_TYPE | AC1 |  | COIL | 415VAC |  | AUX_CONTACTS | 1NO+0NC | [13 empty] | 3P | AC1 | 50 | A | AC | 415 | V | 1NO+0NC | [8 empty] | Schneider | Easy TeSys | LC1E | LC1E3210N5 | 2 | CONT_POW_3P_AC1_50A_15kW_20HP_415V_AUX1NO+0NC_COIL415V |  |  | 6090 | INR | 2025-07-15 | Schneider WEF 15-Jul-2025 | Switching _All_WEF 15th Jul 25.pdf | 8 | Power Contactors LC1E (3 Pole AC Control) | LC1E3210 | Entered from Page 8; base LC1E3210*, coil N5 column. | ACTIVE | OK
Motor Control | Contactor | Contactor | CONTACTOR¦POWER_CONTACTOR | Power Contactor | CONT_POW_3P_AC3_32A_15kW_20HP_415V_AUX1NO+0NC_COIL220V | Power Contactor – 3P ¦ AC3 32A ¦ 15kW/20HP @415V ¦ Coil 220VAC ¦ Aux 1NO+0NC | CONT_POW_3P_AC3_32A_15kW_20HP_415V_AUX1NO+0NC_COIL220V | Power Contactor – 3P ¦ AC3 32A ¦ 15kW/20HP @415V ¦ Coil 220VAC ¦ Aux 1NO+0NC | Power Contactor – 3P ¦ AC3 32A ¦ 15kW/20HP @415V ¦ Coil 220VAC ¦ Aux 1NO+0NC |  | FRAME-2 | [7 empty] | SYSTEM_VOLTAGE_V | 415 | V | MOTOR_KW | 15 | kW | MOTOR_HP | 20 | HP | [15 empty] | POLES | 3P |  | DUTY_TYPE | AC3 |  | COIL | 220VAC |  | AUX_CONTACTS | 1NO+0NC | [13 empty] | 3P | AC3 | 32 | A | AC | 220 | V | 1NO+0NC | [8 empty] | Schneider | Easy TeSys | LC1E | LC1E3210M7 | 2 | CONT_POW_3P_AC3_32A_15kW_20HP_415V_AUX1NO+0NC_COIL220V |  |  | 6090 | INR | 2025-07-15 | Schneider WEF 15-Jul-2025 | Switching _All_WEF 15th Jul 25.pdf | 8 | Power Contactors LC1E (3 Pole AC Control) | LC1E3210 | Entered from Page 8; base LC1E3210*, coil M7 column. | ACTIVE | OK
Motor Control | Contactor | Contactor | CONTACTOR¦POWER_CONTACTOR | Power Contactor | CONT_POW_3P_AC3_32A_15kW_20HP_415V_AUX1NO+0NC_COIL415V | Power Contactor – 3P ¦ AC3 32A ¦ 15kW/20HP @415V ¦ Coil 415VAC ¦ Aux 1NO+0NC | CONT_POW_3P_AC3_32A_15kW_20HP_415V_AUX1NO+0NC_COIL415V | Power Contactor – 3P ¦ AC3 32A ¦ 15kW/20HP @415V ¦ Coil 415VAC ¦ Aux 1NO+0NC | Power Contactor – 3P ¦ AC3 32A ¦ 15kW/20HP @415V ¦ Coil 415VAC ¦ Aux 1NO+0NC |  | FRAME-2 | [7 empty] | SYSTEM_VOLTAGE_V | 415 | V | MOTOR_KW | 15 | kW | MOTOR_HP | 20 | HP | [15 empty] | POLES | 3P |  | DUTY_TYPE | AC3 |  | COIL | 415VAC |  | AUX_CONTACTS | 1NO+0NC | [13 empty] | 3P | AC3 | 32 | A | AC | 415 | V | 1NO+0NC | [8 empty] | Schneider | Easy TeSys | LC1E | LC1E3210N5 | 2 | CONT_POW_3P_AC3_32A_15kW_20HP_415V_AUX1NO+0NC_COIL415V |  |  | 6090 | INR | 2025-07-15 | Schneider WEF 15-Jul-2025 | Switching _All_WEF 15th Jul 25.pdf | 8 | Power Contactors LC1E (3 Pole AC Control) | LC1E3210 | Entered from Page 8; base LC1E3210*, coil N5 column. | ACTIVE | OK
Motor Control | Contactor | Contactor | CONTACTOR¦POWER_CONTACTOR | Power Contactor | CONT_POW_3P_AC1_50A_18.5kW_25HP_415V_AUX0NO+1NC_COIL220V | Power Contactor – 3P ¦ AC1 50A ¦ 18.5kW/25HP @415V ¦ Coil 220VAC ¦ Aux 0NO+1NC | CONT_POW_3P_AC1_50A_18.5kW_25HP_415V_AUX0NO+1NC_COIL220V | Power Contactor – 3P ¦ AC1 50A ¦ 18.5kW/25HP @415V ¦ Coil 220VAC ¦ Aux 0NO+1NC | Power Contactor – 3P ¦ AC1 50A ¦ 18.5kW/25HP @415V ¦ Coil 220VAC ¦ Aux 0NO+1NC |  | FRAME-2 | [7 empty] | SYSTEM_VOLTAGE_V | 415 | V | MOTOR_KW | 18.5 | kW | MOTOR_HP | 25 | HP | [15 empty] | POLES | 3P |  | DUTY_TYPE | AC1 |  | COIL | 220VAC |  | AUX_CONTACTS | 0NO+1NC | [13 empty] | 3P | AC1 | 50 | A | AC | 220 | V | 0NO+1NC | [8 empty] | Schneider | Easy TeSys | LC1E | LC1E3801M7 | 2 | CONT_POW_3P_AC1_50A_18.5kW_25HP_415V_AUX0NO+1NC_COIL220V |  |  | 7105 | INR | 2025-07-15 | Schneider WEF 15-Jul-2025 | Switching _All_WEF 15th Jul 25.pdf | 8 | Power Contactors LC1E (3 Pole AC Control) | LC1E3801 | Entered from Page 8; base LC1E3801*, coil M7 column. | ACTIVE | OK
Motor Control | Contactor | Contactor | CONTACTOR¦POWER_CONTACTOR | Power Contactor | CONT_POW_3P_AC1_50A_18.5kW_25HP_415V_AUX0NO+1NC_COIL415V | Power Contactor – 3P ¦ AC1 50A ¦ 18.5kW/25HP @415V ¦ Coil 415VAC ¦ Aux 0NO+1NC | CONT_POW_3P_AC1_50A_18.5kW_25HP_415V_AUX0NO+1NC_COIL415V | Power Contactor – 3P ¦ AC1 50A ¦ 18.5kW/25HP @415V ¦ Coil 415VAC ¦ Aux 0NO+1NC | Power Contactor – 3P ¦ AC1 50A ¦ 18.5kW/25HP @415V ¦ Coil 415VAC ¦ Aux 0NO+1NC |  | FRAME-2 | [7 empty] | SYSTEM_VOLTAGE_V | 415 | V | MOTOR_KW | 18.5 | kW | MOTOR_HP | 25 | HP | [15 empty] | POLES | 3P |  | DUTY_TYPE | AC1 |  | COIL | 415VAC |  | AUX_CONTACTS | 0NO+1NC | [13 empty] | 3P | AC1 | 50 | A | AC | 415 | V | 0NO+1NC | [8 empty] | Schneider | Easy TeSys | LC1E | LC1E3801N5 | 2 | CONT_POW_3P_AC1_50A_18.5kW_25HP_415V_AUX0NO+1NC_COIL415V |  |  | 8515 | INR | 2025-07-15 | Schneider WEF 15-Jul-2025 | Switching _All_WEF 15th Jul 25.pdf | 8 | Power Contactors LC1E (3 Pole AC Control) | LC1E3801 | Entered from Page 8; base LC1E3801*, coil N5 column. | ACTIVE | OK
Motor Control | Contactor | Contactor | CONTACTOR¦POWER_CONTACTOR | Power Contactor | CONT_POW_3P_AC3_38A_18.5kW_25HP_415V_AUX0NO+1NC_COIL220V | Power Contactor – 3P ¦ AC3 38A ¦ 18.5kW/25HP @415V ¦ Coil 220VAC ¦ Aux 0NO+1NC | CONT_POW_3P_AC3_38A_18.5kW_25HP_415V_AUX0NO+1NC_COIL220V | Power Contactor – 3P ¦ AC3 38A ¦ 18.5kW/25HP @415V ¦ Coil 220VAC ¦ Aux 0NO+1NC | Power Contactor – 3P ¦ AC3 38A ¦ 18.5kW/25HP @415V ¦ Coil 220VAC ¦ Aux 0NO+1NC |  | FRAME-2 | [7 empty] | SYSTEM_VOLTAGE_V | 415 | V | MOTOR_KW | 18.5 | kW | MOTOR_HP | 25 | HP | [15 empty] | POLES | 3P |  | DUTY_TYPE | AC3 |  | COIL | 220VAC |  | AUX_CONTACTS | 0NO+1NC | [13 empty] | 3P | AC3 | 38 | A | AC | 220 | V | 0NO+1NC | [8 empty] | Schneider | Easy TeSys | LC1E | LC1E3801M7 | 2 | CONT_POW_3P_AC3_38A_18.5kW_25HP_415V_AUX0NO+1NC_COIL220V |  |  | 7105 | INR | 2025-07-15 | Schneider WEF 15-Jul-2025 | Switching _All_WEF 15th Jul 25.pdf | 8 | Power Contactors LC1E (3 Pole AC Control) | LC1E3801 | Entered from Page 8; base LC1E3801*, coil M7 column. | ACTIVE | OK
Motor Control | Contactor | Contactor | CONTACTOR¦POWER_CONTACTOR | Power Contactor | CONT_POW_3P_AC3_38A_18.5kW_25HP_415V_AUX0NO+1NC_COIL415V | Power Contactor – 3P ¦ AC3 38A ¦ 18.5kW/25HP @415V ¦ Coil 415VAC ¦ Aux 0NO+1NC | CONT_POW_3P_AC3_38A_18.5kW_25HP_415V_AUX0NO+1NC_COIL415V | Power Contactor – 3P ¦ AC3 38A ¦ 18.5kW/25HP @415V ¦ Coil 415VAC ¦ Aux 0NO+1NC | Power Contactor – 3P ¦ AC3 38A ¦ 18.5kW/25HP @415V ¦ Coil 415VAC ¦ Aux 0NO+1NC |  | FRAME-2 | [7 empty] | SYSTEM_VOLTAGE_V | 415 | V | MOTOR_KW | 18.5 | kW | MOTOR_HP | 25 | HP | [15 empty] | POLES | 3P |  | DUTY_TYPE | AC3 |  | COIL | 415VAC |  | AUX_CONTACTS | 0NO+1NC | [13 empty] | 3P | AC3 | 38 | A | AC | 415 | V | 0NO+1NC | [8 empty] | Schneider | Easy TeSys | LC1E | LC1E3801N5 | 2 | CONT_POW_3P_AC3_38A_18.5kW_25HP_415V_AUX0NO+1NC_COIL415V |  |  | 8515 | INR | 2025-07-15 | Schneider WEF 15-Jul-2025 | Switching _All_WEF 15th Jul 25.pdf | 8 | Power Contactors LC1E (3 Pole AC Control) | LC1E3801 | Entered from Page 8; base LC1E3801*, coil N5 column. | ACTIVE | OK
Motor Control | Contactor | Contactor | CONTACTOR¦POWER_CONTACTOR | Power Contactor | CONT_POW_3P_AC1_50A_18.5kW_25HP_415V_AUX1NO+0NC_COIL220V | Power Contactor – 3P ¦ AC1 50A ¦ 18.5kW/25HP @415V ¦ Coil 220VAC ¦ Aux 1NO+0NC | CONT_POW_3P_AC1_50A_18.5kW_25HP_415V_AUX1NO+0NC_COIL220V | Power Contactor – 3P ¦ AC1 50A ¦ 18.5kW/25HP @415V ¦ Coil 220VAC ¦ Aux 1NO+0NC | Power Contactor – 3P ¦ AC1 50A ¦ 18.5kW/25HP @415V ¦ Coil 220VAC ¦ Aux 1NO+0NC |  | FRAME-2 | [7 empty] | SYSTEM_VOLTAGE_V | 415 | V | MOTOR_KW | 18.5 | kW | MOTOR_HP | 25 | HP | [15 empty] | POLES | 3P |  | DUTY_TYPE | AC1 |  | COIL | 220VAC |  | AUX_CONTACTS | 1NO+0NC | [13 empty] | 3P | AC1 | 50 | A | AC | 220 | V | 1NO+0NC | [8 empty] | Schneider | Easy TeSys | LC1E | LC1E3810M7 | 2 | CONT_POW_3P_AC1_50A_18.5kW_25HP_415V_AUX1NO+0NC_COIL220V |  |  | 7105 | INR | 2025-07-15 | Schneider WEF 15-Jul-2025 | Switching _All_WEF 15th Jul 25.pdf | 8 | Power Contactors LC1E (3 Pole AC Control) | LC1E3810 | Entered from Page 8; base LC1E3810*, coil M7 column. | ACTIVE | OK
Motor Control | Contactor | Contactor | CONTACTOR¦POWER_CONTACTOR | Power Contactor | CONT_POW_3P_AC1_50A_18.5kW_25HP_415V_AUX1NO+0NC_COIL415V | Power Contactor – 3P ¦ AC1 50A ¦ 18.5kW/25HP @415V ¦ Coil 415VAC ¦ Aux 1NO+0NC | CONT_POW_3P_AC1_50A_18.5kW_25HP_415V_AUX1NO+0NC_COIL415V | Power Contactor – 3P ¦ AC1 50A ¦ 18.5kW/25HP @415V ¦ Coil 415VAC ¦ Aux 1NO+0NC | Power Contactor – 3P ¦ AC1 50A ¦ 18.5kW/25HP @415V ¦ Coil 415VAC ¦ Aux 1NO+0NC |  | FRAME-2 | [7 empty] | SYSTEM_VOLTAGE_V | 415 | V | MOTOR_KW | 18.5 | kW | MOTOR_HP | 25 | HP | [15 empty] | POLES | 3P |  | DUTY_TYPE | AC1 |  | COIL | 415VAC |  | AUX_CONTACTS | 1NO+0NC | [13 empty] | 3P | AC1 | 50 | A | AC | 415 | V | 1NO+0NC | [8 empty] | Schneider | Easy TeSys | LC1E | LC1E3810N5 | 2 | CONT_POW_3P_AC1_50A_18.5kW_25HP_415V_AUX1NO+0NC_COIL415V |  |  | 7105 | INR | 2025-07-15 | Schneider WEF 15-Jul-2025 | Switching _All_WEF 15th Jul 25.pdf | 8 | Power Contactors LC1E (3 Pole AC Control) | LC1E3810 | Entered from Page 8; base LC1E3810*, coil N5 column. | ACTIVE | OK
Motor Control | Contactor | Contactor | CONTACTOR¦POWER_CONTACTOR | Power Contactor | CONT_POW_3P_AC3_38A_18.5kW_25HP_415V_AUX1NO+0NC_COIL220V | Power Contactor – 3P ¦ AC3 38A ¦ 18.5kW/25HP @415V ¦ Coil 220VAC ¦ Aux 1NO+0NC | CONT_POW_3P_AC3_38A_18.5kW_25HP_415V_AUX1NO+0NC_COIL220V | Power Contactor – 3P ¦ AC3 38A ¦ 18.5kW/25HP @415V ¦ Coil 220VAC ¦ Aux 1NO+0NC | Power Contactor – 3P ¦ AC3 38A ¦ 18.5kW/25HP @415V ¦ Coil 220VAC ¦ Aux 1NO+0NC |  | FRAME-2 | [7 empty] | SYSTEM_VOLTAGE_V | 415 | V | MOTOR_KW | 18.5 | kW | MOTOR_HP | 25 | HP | [15 empty] | POLES | 3P |  | DUTY_TYPE | AC3 |  | COIL | 220VAC |  | AUX_CONTACTS | 1NO+0NC | [13 empty] | 3P | AC3 | 38 | A | AC | 220 | V | 1NO+0NC | [8 empty] | Schneider | Easy TeSys | LC1E | LC1E3810M7 | 2 | CONT_POW_3P_AC3_38A_18.5kW_25HP_415V_AUX1NO+0NC_COIL220V |  |  | 7105 | INR | 2025-07-15 | Schneider WEF 15-Jul-2025 | Switching _All_WEF 15th Jul 25.pdf | 8 | Power Contactors LC1E (3 Pole AC Control) | LC1E3810 | Entered from Page 8; base LC1E3810*, coil M7 column. | ACTIVE | OK
Motor Control | Contactor | Contactor | CONTACTOR¦POWER_CONTACTOR | Power Contactor | CONT_POW_3P_AC3_38A_18.5kW_25HP_415V_AUX1NO+0NC_COIL415V | Power Contactor – 3P ¦ AC3 38A ¦ 18.5kW/25HP @415V ¦ Coil 415VAC ¦ Aux 1NO+0NC | CONT_POW_3P_AC3_38A_18.5kW_25HP_415V_AUX1NO+0NC_COIL415V | Power Contactor – 3P ¦ AC3 38A ¦ 18.5kW/25HP @415V ¦ Coil 415VAC ¦ Aux 1NO+0NC | Power Contactor – 3P ¦ AC3 38A ¦ 18.5kW/25HP @415V ¦ Coil 415VAC ¦ Aux 1NO+0NC |  | FRAME-2 | [7 empty] | SYSTEM_VOLTAGE_V | 415 | V | MOTOR_KW | 18.5 | kW | MOTOR_HP | 25 | HP | [15 empty] | POLES | 3P |  | DUTY_TYPE | AC3 |  | COIL | 415VAC |  | AUX_CONTACTS | 1NO+0NC | [13 empty] | 3P | AC3 | 38 | A | AC | 415 | V | 1NO+0NC | [8 empty] | Schneider | Easy TeSys | LC1E | LC1E3810N5 | 2 | CONT_POW_3P_AC3_38A_18.5kW_25HP_415V_AUX1NO+0NC_COIL415V |  |  | 7105 | INR | 2025-07-15 | Schneider WEF 15-Jul-2025 | Switching _All_WEF 15th Jul 25.pdf | 8 | Power Contactors LC1E (3 Pole AC Control) | LC1E3810 | Entered from Page 8; base LC1E3810*, coil N5 column. | ACTIVE | OK
Motor Control | Contactor | Contactor | CONTACTOR¦POWER_CONTACTOR | Power Contactor | CONT_POW_3P_AC1_50A_22kW_29HP_415V_AUX0NO+1NC_COIL220V | Power Contactor – 3P ¦ AC1 50A ¦ 22kW/29HP @415V ¦ Coil 220VAC ¦ Aux 0NO+1NC | CONT_POW_3P_AC1_50A_22kW_29HP_415V_AUX0NO+1NC_COIL220V | Power Contactor – 3P ¦ AC1 50A ¦ 22kW/29HP @415V ¦ Coil 220VAC ¦ Aux 0NO+1NC | Power Contactor – 3P ¦ AC1 50A ¦ 22kW/29HP @415V ¦ Coil 220VAC ¦ Aux 0NO+1NC |  | FRAME-2 | [7 empty] | SYSTEM_VOLTAGE_V | 415 | V | MOTOR_KW | 22 | kW | MOTOR_HP | 29 | HP | [15 empty] | POLES | 3P |  | DUTY_TYPE | AC1 |  | COIL | 220VAC |  | AUX_CONTACTS | 0NO+1NC | [13 empty] | 3P | AC1 | 50 | A | AC | 220 | V | 0NO+1NC | [8 empty] | Schneider | Easy TeSys | LC1E | LC1E40B01M7 | 2 | CONT_POW_3P_AC1_50A_22kW_29HP_415V_AUX0NO+1NC_COIL220V |  |  | 7680 | INR | 2025-07-15 | Schneider WEF 15-Jul-2025 | Switching _All_WEF 15th Jul 25.pdf | 8 | Power Contactors LC1E (3 Pole AC Control) | LC1E40B01 | Entered from Page 8; base LC1E40B01*, coil M7 column. | ACTIVE | OK
Motor Control | Contactor | Contactor | CONTACTOR¦POWER_CONTACTOR | Power Contactor | CONT_POW_3P_AC3_40A_22kW_29HP_415V_AUX0NO+1NC_COIL220V | Power Contactor – 3P ¦ AC3 40A ¦ 22kW/29HP @415V ¦ Coil 220VAC ¦ Aux 0NO+1NC | CONT_POW_3P_AC3_40A_22kW_29HP_415V_AUX0NO+1NC_COIL220V | Power Contactor – 3P ¦ AC3 40A ¦ 22kW/29HP @415V ¦ Coil 220VAC ¦ Aux 0NO+1NC | Power Contactor – 3P ¦ AC3 40A ¦ 22kW/29HP @415V ¦ Coil 220VAC ¦ Aux 0NO+1NC |  | FRAME-2 | [7 empty] | SYSTEM_VOLTAGE_V | 415 | V | MOTOR_KW | 22 | kW | MOTOR_HP | 29 | HP | [15 empty] | POLES | 3P |  | DUTY_TYPE | AC3 |  | COIL | 220VAC |  | AUX_CONTACTS | 0NO+1NC | [13 empty] | 3P | AC3 | 40 | A | AC | 220 | V | 0NO+1NC | [8 empty] | Schneider | Easy TeSys | LC1E | LC1E40B01M7 | 2 | CONT_POW_3P_AC3_40A_22kW_29HP_415V_AUX0NO+1NC_COIL220V |  |  | 7680 | INR | 2025-07-15 | Schneider WEF 15-Jul-2025 | Switching _All_WEF 15th Jul 25.pdf | 8 | Power Contactors LC1E (3 Pole AC Control) | LC1E40B01 | Entered from Page 8; base LC1E40B01*, coil M7 column. | ACTIVE | OK
Motor Control | Contactor | Contactor | CONTACTOR¦POWER_CONTACTOR | Power Contactor | CONT_POW_3P_AC1_50A_22kW_29HP_415V_AUX1NO+0NC_COIL220V | Power Contactor – 3P ¦ AC1 50A ¦ 22kW/29HP @415V ¦ Coil 220VAC ¦ Aux 1NO+0NC | CONT_POW_3P_AC1_50A_22kW_29HP_415V_AUX1NO+0NC_COIL220V | Power Contactor – 3P ¦ AC1 50A ¦ 22kW/29HP @415V ¦ Coil 220VAC ¦ Aux 1NO+0NC | Power Contactor – 3P ¦ AC1 50A ¦ 22kW/29HP @415V ¦ Coil 220VAC ¦ Aux 1NO+0NC |  | FRAME-2 | [7 empty] | SYSTEM_VOLTAGE_V | 415 | V | MOTOR_KW | 22 | kW | MOTOR_HP | 29 | HP | [15 empty] | POLES | 3P |  | DUTY_TYPE | AC1 |  | COIL | 220VAC |  | AUX_CONTACTS | 1NO+0NC | [13 empty] | 3P | AC1 | 50 | A | AC | 220 | V | 1NO+0NC | [8 empty] | Schneider | Easy TeSys | LC1E | LC1E40B10M7 | 2 | CONT_POW_3P_AC1_50A_22kW_29HP_415V_AUX1NO+0NC_COIL220V |  |  | 7680 | INR | 2025-07-15 | Schneider WEF 15-Jul-2025 | Switching _All_WEF 15th Jul 25.pdf | 8 | Power Contactors LC1E (3 Pole AC Control) | LC1E40B10 | Entered from Page 8; base LC1E40B10*, coil M7 column. | ACTIVE | OK
Motor Control | Contactor | Contactor | CONTACTOR¦POWER_CONTACTOR | Power Contactor | CONT_POW_3P_AC3_40A_22kW_29HP_415V_AUX1NO+0NC_COIL220V | Power Contactor – 3P ¦ AC3 40A ¦ 22kW/29HP @415V ¦ Coil 220VAC ¦ Aux 1NO+0NC | CONT_POW_3P_AC3_40A_22kW_29HP_415V_AUX1NO+0NC_COIL220V | Power Contactor – 3P ¦ AC3 40A ¦ 22kW/29HP @415V ¦ Coil 220VAC ¦ Aux 1NO+0NC | Power Contactor – 3P ¦ AC3 40A ¦ 22kW/29HP @415V ¦ Coil 220VAC ¦ Aux 1NO+0NC |  | FRAME-2 | [7 empty] | SYSTEM_VOLTAGE_V | 415 | V | MOTOR_KW | 22 | kW | MOTOR_HP | 29 | HP | [15 empty] | POLES | 3P |  | DUTY_TYPE | AC3 |  | COIL | 220VAC |  | AUX_CONTACTS | 1NO+0NC | [13 empty] | 3P | AC3 | 40 | A | AC | 220 | V | 1NO+0NC | [8 empty] | Schneider | Easy TeSys | LC1E | LC1E40B10M7 | 2 | CONT_POW_3P_AC3_40A_22kW_29HP_415V_AUX1NO+0NC_COIL220V |  |  | 7680 | INR | 2025-07-15 | Schneider WEF 15-Jul-2025 | Switching _All_WEF 15th Jul 25.pdf | 8 | Power Contactors LC1E (3 Pole AC Control) | LC1E40B10 | Entered from Page 8; base LC1E40B10*, coil M7 column. | ACTIVE | OK
Motor Control | Contactor | Contactor | CONTACTOR¦POWER_CONTACTOR | Power Contactor | CONT_POW_3P_AC1_60A_22kW_29HP_415V_AUX1NO+1NC_COIL220V | Power Contactor – 3P ¦ AC1 60A ¦ 22kW/29HP @415V ¦ Coil 220VAC ¦ Aux 1NO+1NC | CONT_POW_3P_AC1_60A_22kW_29HP_415V_AUX1NO+1NC_COIL220V | Power Contactor – 3P ¦ AC1 60A ¦ 22kW/29HP @415V ¦ Coil 220VAC ¦ Aux 1NO+1NC | Power Contactor – 3P ¦ AC1 60A ¦ 22kW/29HP @415V ¦ Coil 220VAC ¦ Aux 1NO+1NC |  | FRAME-3 | [7 empty] | SYSTEM_VOLTAGE_V | 415 | V | MOTOR_KW | 22 | kW | MOTOR_HP | 29 | HP | [15 empty] | POLES | 3P |  | DUTY_TYPE | AC1 |  | COIL | 220VAC |  | AUX_CONTACTS | 1NO+1NC | [13 empty] | 3P | AC1 | 60 | A | AC | 220 | V | 1NO+1NC | [8 empty] | Schneider | Easy TeSys | LC1E | LC1E40M7 | 2 | CONT_POW_3P_AC1_60A_22kW_29HP_415V_AUX1NO+1NC_COIL220V |  |  | 9535 | INR | 2025-07-15 | Schneider WEF 15-Jul-2025 | Switching _All_WEF 15th Jul 25.pdf | 8 | Power Contactors LC1E (3 Pole AC Control) | LC1E40 | Entered from Page 8; base LC1E40*, coil M7 column. | ACTIVE | OK
Motor Control | Contactor | Contactor | CONTACTOR¦POWER_CONTACTOR | Power Contactor | CONT_POW_3P_AC1_60A_22kW_29HP_415V_AUX1NO+1NC_COIL415V | Power Contactor – 3P ¦ AC1 60A ¦ 22kW/29HP @415V ¦ Coil 415VAC ¦ Aux 1NO+1NC | CONT_POW_3P_AC1_60A_22kW_29HP_415V_AUX1NO+1NC_COIL415V | Power Contactor – 3P ¦ AC1 60A ¦ 22kW/29HP @415V ¦ Coil 415VAC ¦ Aux 1NO+1NC | Power Contactor – 3P ¦ AC1 60A ¦ 22kW/29HP @415V ¦ Coil 415VAC ¦ Aux 1NO+1NC |  | FRAME-3 | [7 empty] | SYSTEM_VOLTAGE_V | 415 | V | MOTOR_KW | 22 | kW | MOTOR_HP | 29 | HP | [15 empty] | POLES | 3P |  | DUTY_TYPE | AC1 |  | COIL | 415VAC |  | AUX_CONTACTS | 1NO+1NC | [13 empty] | 3P | AC1 | 60 | A | AC | 415 | V | 1NO+1NC | [8 empty] | Schneider | Easy TeSys | LC1E | LC1E40N5 | 2 | CONT_POW_3P_AC1_60A_22kW_29HP_415V_AUX1NO+1NC_COIL415V |  |  | 9535 | INR | 2025-07-15 | Schneider WEF 15-Jul-2025 | Switching _All_WEF 15th Jul 25.pdf | 8 | Power Contactors LC1E (3 Pole AC Control) | LC1E40 | Entered from Page 8; base LC1E40*, coil N5 column. | ACTIVE | OK
Motor Control | Contactor | Contactor | CONTACTOR¦POWER_CONTACTOR | Power Contactor | CONT_POW_3P_AC3_40A_22kW_29HP_415V_AUX1NO+1NC_COIL220V | Power Contactor – 3P ¦ AC3 40A ¦ 22kW/29HP @415V ¦ Coil 220VAC ¦ Aux 1NO+1NC | CONT_POW_3P_AC3_40A_22kW_29HP_415V_AUX1NO+1NC_COIL220V | Power Contactor – 3P ¦ AC3 40A ¦ 22kW/29HP @415V ¦ Coil 220VAC ¦ Aux 1NO+1NC | Power Contactor – 3P ¦ AC3 40A ¦ 22kW/29HP @415V ¦ Coil 220VAC ¦ Aux 1NO+1NC |  | FRAME-3 | [7 empty] | SYSTEM_VOLTAGE_V | 415 | V | MOTOR_KW | 22 | kW | MOTOR_HP | 29 | HP | [15 empty] | POLES | 3P |  | DUTY_TYPE | AC3 |  | COIL | 220VAC |  | AUX_CONTACTS | 1NO+1NC | [13 empty] | 3P | AC3 | 40 | A | AC | 220 | V | 1NO+1NC | [8 empty] | Schneider | Easy TeSys | LC1E | LC1E40M7 | 2 | CONT_POW_3P_AC3_40A_22kW_29HP_415V_AUX1NO+1NC_COIL220V |  |  | 9535 | INR | 2025-07-15 | Schneider WEF 15-Jul-2025 | Switching _All_WEF 15th Jul 25.pdf | 8 | Power Contactors LC1E (3 Pole AC Control) | LC1E40 | Entered from Page 8; base LC1E40*, coil M7 column. | ACTIVE | OK
Motor Control | Contactor | Contactor | CONTACTOR¦POWER_CONTACTOR | Power Contactor | CONT_POW_3P_AC3_40A_22kW_29HP_415V_AUX1NO+1NC_COIL415V | Power Contactor – 3P ¦ AC3 40A ¦ 22kW/29HP @415V ¦ Coil 415VAC ¦ Aux 1NO+1NC | CONT_POW_3P_AC3_40A_22kW_29HP_415V_AUX1NO+1NC_COIL415V | Power Contactor – 3P ¦ AC3 40A ¦ 22kW/29HP @415V ¦ Coil 415VAC ¦ Aux 1NO+1NC | Power Contactor – 3P ¦ AC3 40A ¦ 22kW/29HP @415V ¦ Coil 415VAC ¦ Aux 1NO+1NC |  | FRAME-3 | [7 empty] | SYSTEM_VOLTAGE_V | 415 | V | MOTOR_KW | 22 | kW | MOTOR_HP | 29 | HP | [15 empty] | POLES | 3P |  | DUTY_TYPE | AC3 |  | COIL | 415VAC |  | AUX_CONTACTS | 1NO+1NC | [13 empty] | 3P | AC3 | 40 | A | AC | 415 | V | 1NO+1NC | [8 empty] | Schneider | Easy TeSys | LC1E | LC1E40N5 | 2 | CONT_POW_3P_AC3_40A_22kW_29HP_415V_AUX1NO+1NC_COIL415V |  |  | 9535 | INR | 2025-07-15 | Schneider WEF 15-Jul-2025 | Switching _All_WEF 15th Jul 25.pdf | 8 | Power Contactors LC1E (3 Pole AC Control) | LC1E40 | Entered from Page 8; base LC1E40*, coil N5 column. | ACTIVE | OK
Motor Control | Contactor | Contactor | CONTACTOR¦POWER_CONTACTOR | Power Contactor | CONT_POW_3P_AC1_70A_25/30kW_34HP_415V_AUX1NO+1NC_COIL220V | Power Contactor – 3P ¦ AC1 70A ¦ 25/30kW/34HP @415V ¦ Coil 220VAC ¦ Aux 1NO+1NC | CONT_POW_3P_AC1_70A_25/30kW_34HP_415V_AUX1NO+1NC_COIL220V | Power Contactor – 3P ¦ AC1 70A ¦ 25/30kW/34HP @415V ¦ Coil 220VAC ¦ Aux 1NO+1NC | Power Contactor – 3P ¦ AC1 70A ¦ 25/30kW/34HP @415V ¦ Coil 220VAC ¦ Aux 1NO+1NC |  | FRAME-3 | [7 empty] | SYSTEM_VOLTAGE_V | 415 | V | MOTOR_KW | 25/30 | kW | MOTOR_HP | 34 | HP | [15 empty] | POLES | 3P |  | DUTY_TYPE | AC1 |  | COIL | 220VAC |  | AUX_CONTACTS | 1NO+1NC | [13 empty] | 3P | AC1 | 70 | A | AC | 220 | V | 1NO+1NC | [8 empty] | Schneider | Easy TeSys | LC1E | LC1E50M7 | 2 | CONT_POW_3P_AC1_70A_25/30kW_34HP_415V_AUX1NO+1NC_COIL220V |  |  | 11605 | INR | 2025-07-15 | Schneider WEF 15-Jul-2025 | Switching _All_WEF 15th Jul 25.pdf | 8 | Power Contactors LC1E (3 Pole AC Control) | LC1E50 | Entered from Page 8; base LC1E50*, coil M7 column. | ACTIVE | OK
Motor Control | Contactor | Contactor | CONTACTOR¦POWER_CONTACTOR | Power Contactor | CONT_POW_3P_AC1_70A_25/30kW_34HP_415V_AUX1NO+1NC_COIL415V | Power Contactor – 3P ¦ AC1 70A ¦ 25/30kW/34HP @415V ¦ Coil 415VAC ¦ Aux 1NO+1NC | CONT_POW_3P_AC1_70A_25/30kW_34HP_415V_AUX1NO+1NC_COIL415V | Power Contactor – 3P ¦ AC1 70A ¦ 25/30kW/34HP @415V ¦ Coil 415VAC ¦ Aux 1NO+1NC | Power Contactor – 3P ¦ AC1 70A ¦ 25/30kW/34HP @415V ¦ Coil 415VAC ¦ Aux 1NO+1NC |  | FRAME-3 | [7 empty] | SYSTEM_VOLTAGE_V | 415 | V | MOTOR_KW | 25/30 | kW | MOTOR_HP | 34 | HP | [15 empty] | POLES | 3P |  | DUTY_TYPE | AC1 |  | COIL | 415VAC |  | AUX_CONTACTS | 1NO+1NC | [13 empty] | 3P | AC1 | 70 | A | AC | 415 | V | 1NO+1NC | [8 empty] | Schneider | Easy TeSys | LC1E | LC1E50N5 | 2 | CONT_POW_3P_AC1_70A_25/30kW_34HP_415V_AUX1NO+1NC_COIL415V |  |  | 11605 | INR | 2025-07-15 | Schneider WEF 15-Jul-2025 | Switching _All_WEF 15th Jul 25.pdf | 8 | Power Contactors LC1E (3 Pole AC Control) | LC1E50 | Entered from Page 8; base LC1E50*, coil N5 column. | ACTIVE | OK
Motor Control | Contactor | Contactor | CONTACTOR¦POWER_CONTACTOR | Power Contactor | CONT_POW_3P_AC3_50A_25/30kW_34HP_415V_AUX1NO+1NC_COIL220V | Power Contactor – 3P ¦ AC3 50A ¦ 25/30kW/34HP @415V ¦ Coil 220VAC ¦ Aux 1NO+1NC | CONT_POW_3P_AC3_50A_25/30kW_34HP_415V_AUX1NO+1NC_COIL220V | Power Contactor – 3P ¦ AC3 50A ¦ 25/30kW/34HP @415V ¦ Coil 220VAC ¦ Aux 1NO+1NC | Power Contactor – 3P ¦ AC3 50A ¦ 25/30kW/34HP @415V ¦ Coil 220VAC ¦ Aux 1NO+1NC |  | FRAME-3 | [7 empty] | SYSTEM_VOLTAGE_V | 415 | V | MOTOR_KW | 25/30 | kW | MOTOR_HP | 34 | HP | [15 empty] | POLES | 3P |  | DUTY_TYPE | AC3 |  | COIL | 220VAC |  | AUX_CONTACTS | 1NO+1NC | [13 empty] | 3P | AC3 | 50 | A | AC | 220 | V | 1NO+1NC | [8 empty] | Schneider | Easy TeSys | LC1E | LC1E50M7 | 2 | CONT_POW_3P_AC3_50A_25/30kW_34HP_415V_AUX1NO+1NC_COIL220V |  |  | 11605 | INR | 2025-07-15 | Schneider WEF 15-Jul-2025 | Switching _All_WEF 15th Jul 25.pdf | 8 | Power Contactors LC1E (3 Pole AC Control) | LC1E50 | Entered from Page 8; base LC1E50*, coil M7 column. | ACTIVE | OK
Motor Control | Contactor | Contactor | CONTACTOR¦POWER_CONTACTOR | Power Contactor | CONT_POW_3P_AC3_50A_25/30kW_34HP_415V_AUX1NO+1NC_COIL415V | Power Contactor – 3P ¦ AC3 50A ¦ 25/30kW/34HP @415V ¦ Coil 415VAC ¦ Aux 1NO+1NC | CONT_POW_3P_AC3_50A_25/30kW_34HP_415V_AUX1NO+1NC_COIL415V | Power Contactor – 3P ¦ AC3 50A ¦ 25/30kW/34HP @415V ¦ Coil 415VAC ¦ Aux 1NO+1NC | Power Contactor – 3P ¦ AC3 50A ¦ 25/30kW/34HP @415V ¦ Coil 415VAC ¦ Aux 1NO+1NC |  | FRAME-3 | [7 empty] | SYSTEM_VOLTAGE_V | 415 | V | MOTOR_KW | 25/30 | kW | MOTOR_HP | 34 | HP | [15 empty] | POLES | 3P |  | DUTY_TYPE | AC3 |  | COIL | 415VAC |  | AUX_CONTACTS | 1NO+1NC | [13 empty] | 3P | AC3 | 50 | A | AC | 415 | V | 1NO+1NC | [8 empty] | Schneider | Easy TeSys | LC1E | LC1E50N5 | 2 | CONT_POW_3P_AC3_50A_25/30kW_34HP_415V_AUX1NO+1NC_COIL415V |  |  | 11605 | INR | 2025-07-15 | Schneider WEF 15-Jul-2025 | Switching _All_WEF 15th Jul 25.pdf | 8 | Power Contactors LC1E (3 Pole AC Control) | LC1E50 | Entered from Page 8; base LC1E50*, coil N5 column. | ACTIVE | OK
Motor Control | Contactor | Contactor | CONTACTOR¦POWER_CONTACTOR | Power Contactor | CONT_POW_3P_AC1_80A_37kW_50HP_415V_AUX1NO+1NC_COIL220V | Power Contactor – 3P ¦ AC1 80A ¦ 37kW/50HP @415V ¦ Coil 220VAC ¦ Aux 1NO+1NC | CONT_POW_3P_AC1_80A_37kW_50HP_415V_AUX1NO+1NC_COIL220V | Power Contactor – 3P ¦ AC1 80A ¦ 37kW/50HP @415V ¦ Coil 220VAC ¦ Aux 1NO+1NC | Power Contactor – 3P ¦ AC1 80A ¦ 37kW/50HP @415V ¦ Coil 220VAC ¦ Aux 1NO+1NC |  | FRAME-3 | [7 empty] | SYSTEM_VOLTAGE_V | 415 | V | MOTOR_KW | 37 | kW | MOTOR_HP | 50 | HP | [15 empty] | POLES | 3P |  | DUTY_TYPE | AC1 |  | COIL | 220VAC |  | AUX_CONTACTS | 1NO+1NC | [13 empty] | 3P | AC1 | 80 | A | AC | 220 | V | 1NO+1NC | [8 empty] | Schneider | Easy TeSys | LC1E | LC1E65M7 | 2 | CONT_POW_3P_AC1_80A_37kW_50HP_415V_AUX1NO+1NC_COIL220V |  |  | 15720 | INR | 2025-07-15 | Schneider WEF 15-Jul-2025 | Switching _All_WEF 15th Jul 25.pdf | 8 | Power Contactors LC1E (3 Pole AC Control) | LC1E65 | Entered from Page 8; base LC1E65*, coil M7 column. | ACTIVE | OK
Motor Control | Contactor | Contactor | CONTACTOR¦POWER_CONTACTOR | Power Contactor | CONT_POW_3P_AC1_80A_37kW_50HP_415V_AUX1NO+1NC_COIL415V | Power Contactor – 3P ¦ AC1 80A ¦ 37kW/50HP @415V ¦ Coil 415VAC ¦ Aux 1NO+1NC | CONT_POW_3P_AC1_80A_37kW_50HP_415V_AUX1NO+1NC_COIL415V | Power Contactor – 3P ¦ AC1 80A ¦ 37kW/50HP @415V ¦ Coil 415VAC ¦ Aux 1NO+1NC | Power Contactor – 3P ¦ AC1 80A ¦ 37kW/50HP @415V ¦ Coil 415VAC ¦ Aux 1NO+1NC |  | FRAME-3 | [7 empty] | SYSTEM_VOLTAGE_V | 415 | V | MOTOR_KW | 37 | kW | MOTOR_HP | 50 | HP | [15 empty] | POLES | 3P |  | DUTY_TYPE | AC1 |  | COIL | 415VAC |  | AUX_CONTACTS | 1NO+1NC | [13 empty] | 3P | AC1 | 80 | A | AC | 415 | V | 1NO+1NC | [8 empty] | Schneider | Easy TeSys | LC1E | LC1E65N5 | 2 | CONT_POW_3P_AC1_80A_37kW_50HP_415V_AUX1NO+1NC_COIL415V |  |  | 15720 | INR | 2025-07-15 | Schneider WEF 15-Jul-2025 | Switching _All_WEF 15th Jul 25.pdf | 8 | Power Contactors LC1E (3 Pole AC Control) | LC1E65 | Entered from Page 8; base LC1E65*, coil N5 column. | ACTIVE | OK
Motor Control | Contactor | Contactor | CONTACTOR¦POWER_CONTACTOR | Power Contactor | CONT_POW_3P_AC3_65A_37kW_50HP_415V_AUX1NO+1NC_COIL220V | Power Contactor – 3P ¦ AC3 65A ¦ 37kW/50HP @415V ¦ Coil 220VAC ¦ Aux 1NO+1NC | CONT_POW_3P_AC3_65A_37kW_50HP_415V_AUX1NO+1NC_COIL220V | Power Contactor – 3P ¦ AC3 65A ¦ 37kW/50HP @415V ¦ Coil 220VAC ¦ Aux 1NO+1NC | Power Contactor – 3P ¦ AC3 65A ¦ 37kW/50HP @415V ¦ Coil 220VAC ¦ Aux 1NO+1NC |  | FRAME-3 | [7 empty] | SYSTEM_VOLTAGE_V | 415 | V | MOTOR_KW | 37 | kW | MOTOR_HP | 50 | HP | [15 empty] | POLES | 3P |  | DUTY_TYPE | AC3 |  | COIL | 220VAC |  | AUX_CONTACTS | 1NO+1NC | [13 empty] | 3P | AC3 | 65 | A | AC | 220 | V | 1NO+1NC | [8 empty] | Schneider | Easy TeSys | LC1E | LC1E65M7 | 2 | CONT_POW_3P_AC3_65A_37kW_50HP_415V_AUX1NO+1NC_COIL220V |  |  | 15720 | INR | 2025-07-15 | Schneider WEF 15-Jul-2025 | Switching _All_WEF 15th Jul 25.pdf | 8 | Power Contactors LC1E (3 Pole AC Control) | LC1E65 | Entered from Page 8; base LC1E65*, coil M7 column. | ACTIVE | OK
Motor Control | Contactor | Contactor | CONTACTOR¦POWER_CONTACTOR | Power Contactor | CONT_POW_3P_AC3_65A_37kW_50HP_415V_AUX1NO+1NC_COIL415V | Power Contactor – 3P ¦ AC3 65A ¦ 37kW/50HP @415V ¦ Coil 415VAC ¦ Aux 1NO+1NC | CONT_POW_3P_AC3_65A_37kW_50HP_415V_AUX1NO+1NC_COIL415V | Power Contactor – 3P ¦ AC3 65A ¦ 37kW/50HP @415V ¦ Coil 415VAC ¦ Aux 1NO+1NC | Power Contactor – 3P ¦ AC3 65A ¦ 37kW/50HP @415V ¦ Coil 415VAC ¦ Aux 1NO+1NC |  | FRAME-3 | [7 empty] | SYSTEM_VOLTAGE_V | 415 | V | MOTOR_KW | 37 | kW | MOTOR_HP | 50 | HP | [15 empty] | POLES | 3P |  | DUTY_TYPE | AC3 |  | COIL | 415VAC |  | AUX_CONTACTS | 1NO+1NC | [13 empty] | 3P | AC3 | 65 | A | AC | 415 | V | 1NO+1NC | [8 empty] | Schneider | Easy TeSys | LC1E | LC1E65N5 | 2 | CONT_POW_3P_AC3_65A_37kW_50HP_415V_AUX1NO+1NC_COIL415V |  |  | 15720 | INR | 2025-07-15 | Schneider WEF 15-Jul-2025 | Switching _All_WEF 15th Jul 25.pdf | 8 | Power Contactors LC1E (3 Pole AC Control) | LC1E65 | Entered from Page 8; base LC1E65*, coil N5 column. | ACTIVE | OK
Motor Control | Contactor | Contactor | CONTACTOR¦POWER_CONTACTOR | Power Contactor | CONT_POW_3P_AC1_110A_45kW_60HP_415V_AUX1NO+1NC_COIL220V | Power Contactor – 3P ¦ AC1 110A ¦ 45kW/60HP @415V ¦ Coil 220VAC ¦ Aux 1NO+1NC | CONT_POW_3P_AC1_110A_45kW_60HP_415V_AUX1NO+1NC_COIL220V | Power Contactor – 3P ¦ AC1 110A ¦ 45kW/60HP @415V ¦ Coil 220VAC ¦ Aux 1NO+1NC | Power Contactor – 3P ¦ AC1 110A ¦ 45kW/60HP @415V ¦ Coil 220VAC ¦ Aux 1NO+1NC |  | FRAME-4 | [7 empty] | SYSTEM_VOLTAGE_V | 415 | V | MOTOR_KW | 45 | kW | MOTOR_HP | 60 | HP | [15 empty] | POLES | 3P |  | DUTY_TYPE | AC1 |  | COIL | 220VAC |  | AUX_CONTACTS | 1NO+1NC | [13 empty] | 3P | AC1 | 110 | A | AC | 220 | V | 1NO+1NC | [8 empty] | Schneider | Easy TeSys | LC1E | LC1E80M7 | 2 | CONT_POW_3P_AC1_110A_45kW_60HP_415V_AUX1NO+1NC_COIL220V |  |  | 20445 | INR | 2025-07-15 | Schneider WEF 15-Jul-2025 | Switching _All_WEF 15th Jul 25.pdf | 8 | Power Contactors LC1E (3 Pole AC Control) | LC1E80 | Entered from Page 8; base LC1E80*, coil M7 column. | ACTIVE | OK
Motor Control | Contactor | Contactor | CONTACTOR¦POWER_CONTACTOR | Power Contactor | CONT_POW_3P_AC1_110A_45kW_60HP_415V_AUX1NO+1NC_COIL415V | Power Contactor – 3P ¦ AC1 110A ¦ 45kW/60HP @415V ¦ Coil 415VAC ¦ Aux 1NO+1NC | CONT_POW_3P_AC1_110A_45kW_60HP_415V_AUX1NO+1NC_COIL415V | Power Contactor – 3P ¦ AC1 110A ¦ 45kW/60HP @415V ¦ Coil 415VAC ¦ Aux 1NO+1NC | Power Contactor – 3P ¦ AC1 110A ¦ 45kW/60HP @415V ¦ Coil 415VAC ¦ Aux 1NO+1NC |  | FRAME-4 | [7 empty] | SYSTEM_VOLTAGE_V | 415 | V | MOTOR_KW | 45 | kW | MOTOR_HP | 60 | HP | [15 empty] | POLES | 3P |  | DUTY_TYPE | AC1 |  | COIL | 415VAC |  | AUX_CONTACTS | 1NO+1NC | [13 empty] | 3P | AC1 | 110 | A | AC | 415 | V | 1NO+1NC | [8 empty] | Schneider | Easy TeSys | LC1E | LC1E80N5 | 2 | CONT_POW_3P_AC1_110A_45kW_60HP_415V_AUX1NO+1NC_COIL415V |  |  | 20445 | INR | 2025-07-15 | Schneider WEF 15-Jul-2025 | Switching _All_WEF 15th Jul 25.pdf | 8 | Power Contactors LC1E (3 Pole AC Control) | LC1E80 | Entered from Page 8; base LC1E80*, coil N5 column. | ACTIVE | OK
Motor Control | Contactor | Contactor | CONTACTOR¦POWER_CONTACTOR | Power Contactor | CONT_POW_3P_AC3_80A_45kW_60HP_415V_AUX1NO+1NC_COIL220V | Power Contactor – 3P ¦ AC3 80A ¦ 45kW/60HP @415V ¦ Coil 220VAC ¦ Aux 1NO+1NC | CONT_POW_3P_AC3_80A_45kW_60HP_415V_AUX1NO+1NC_COIL220V | Power Contactor – 3P ¦ AC3 80A ¦ 45kW/60HP @415V ¦ Coil 220VAC ¦ Aux 1NO+1NC | Power Contactor – 3P ¦ AC3 80A ¦ 45kW/60HP @415V ¦ Coil 220VAC ¦ Aux 1NO+1NC |  | FRAME-4 | [7 empty] | SYSTEM_VOLTAGE_V | 415 | V | MOTOR_KW | 45 | kW | MOTOR_HP | 60 | HP | [15 empty] | POLES | 3P |  | DUTY_TYPE | AC3 |  | COIL | 220VAC |  | AUX_CONTACTS | 1NO+1NC | [13 empty] | 3P | AC3 | 80 | A | AC | 220 | V | 1NO+1NC | [8 empty] | Schneider | Easy TeSys | LC1E | LC1E80M7 | 2 | CONT_POW_3P_AC3_80A_45kW_60HP_415V_AUX1NO+1NC_COIL220V |  |  | 20445 | INR | 2025-07-15 | Schneider WEF 15-Jul-2025 | Switching _All_WEF 15th Jul 25.pdf | 8 | Power Contactors LC1E (3 Pole AC Control) | LC1E80 | Entered from Page 8; base LC1E80*, coil M7 column. | ACTIVE | OK
Motor Control | Contactor | Contactor | CONTACTOR¦POWER_CONTACTOR | Power Contactor | CONT_POW_3P_AC3_80A_45kW_60HP_415V_AUX1NO+1NC_COIL415V | Power Contactor – 3P ¦ AC3 80A ¦ 45kW/60HP @415V ¦ Coil 415VAC ¦ Aux 1NO+1NC | CONT_POW_3P_AC3_80A_45kW_60HP_415V_AUX1NO+1NC_COIL415V | Power Contactor – 3P ¦ AC3 80A ¦ 45kW/60HP @415V ¦ Coil 415VAC ¦ Aux 1NO+1NC | Power Contactor – 3P ¦ AC3 80A ¦ 45kW/60HP @415V ¦ Coil 415VAC ¦ Aux 1NO+1NC |  | FRAME-4 | [7 empty] | SYSTEM_VOLTAGE_V | 415 | V | MOTOR_KW | 45 | kW | MOTOR_HP | 60 | HP | [15 empty] | POLES | 3P |  | DUTY_TYPE | AC3 |  | COIL | 415VAC |  | AUX_CONTACTS | 1NO+1NC | [13 empty] | 3P | AC3 | 80 | A | AC | 415 | V | 1NO+1NC | [8 empty] | Schneider | Easy TeSys | LC1E | LC1E80N5 | 2 | CONT_POW_3P_AC3_80A_45kW_60HP_415V_AUX1NO+1NC_COIL415V |  |  | 20445 | INR | 2025-07-15 | Schneider WEF 15-Jul-2025 | Switching _All_WEF 15th Jul 25.pdf | 8 | Power Contactors LC1E (3 Pole AC Control) | LC1E80 | Entered from Page 8; base LC1E80*, coil N5 column. | ACTIVE | OK
Motor Control | Contactor | Contactor | CONTACTOR¦POWER_CONTACTOR | Power Contactor | CONT_POW_3P_AC1_120A_45kW_60HP_415V_AUX1NO+1NC_COIL220V | Power Contactor – 3P ¦ AC1 120A ¦ 45kW/60HP @415V ¦ Coil 220VAC ¦ Aux 1NO+1NC | CONT_POW_3P_AC1_120A_45kW_60HP_415V_AUX1NO+1NC_COIL220V | Power Contactor – 3P ¦ AC1 120A ¦ 45kW/60HP @415V ¦ Coil 220VAC ¦ Aux 1NO+1NC | Power Contactor – 3P ¦ AC1 120A ¦ 45kW/60HP @415V ¦ Coil 220VAC ¦ Aux 1NO+1NC |  | FRAME-4 | [7 empty] | SYSTEM_VOLTAGE_V | 415 | V | MOTOR_KW | 45 | kW | MOTOR_HP | 60 | HP | [15 empty] | POLES | 3P |  | DUTY_TYPE | AC1 |  | COIL | 220VAC |  | AUX_CONTACTS | 1NO+1NC | [13 empty] | 3P | AC1 | 120 | A | AC | 220 | V | 1NO+1NC | [8 empty] | Schneider | Easy TeSys | LC1E | LC1E95M7 | 2 | CONT_POW_3P_AC1_120A_45kW_60HP_415V_AUX1NO+1NC_COIL220V |  |  | 24500 | INR | 2025-07-15 | Schneider WEF 15-Jul-2025 | Switching _All_WEF 15th Jul 25.pdf | 8 | Power Contactors LC1E (3 Pole AC Control) | LC1E95 | Entered from Page 8; base LC1E95*, coil M7 column. | ACTIVE | OK
Motor Control | Contactor | Contactor | CONTACTOR¦POWER_CONTACTOR | Power Contactor | CONT_POW_3P_AC1_120A_45kW_60HP_415V_AUX1NO+1NC_COIL415V | Power Contactor – 3P ¦ AC1 120A ¦ 45kW/60HP @415V ¦ Coil 415VAC ¦ Aux 1NO+1NC | CONT_POW_3P_AC1_120A_45kW_60HP_415V_AUX1NO+1NC_COIL415V | Power Contactor – 3P ¦ AC1 120A ¦ 45kW/60HP @415V ¦ Coil 415VAC ¦ Aux 1NO+1NC | Power Contactor – 3P ¦ AC1 120A ¦ 45kW/60HP @415V ¦ Coil 415VAC ¦ Aux 1NO+1NC |  | FRAME-4 | [7 empty] | SYSTEM_VOLTAGE_V | 415 | V | MOTOR_KW | 45 | kW | MOTOR_HP | 60 | HP | [15 empty] | POLES | 3P |  | DUTY_TYPE | AC1 |  | COIL | 415VAC |  | AUX_CONTACTS | 1NO+1NC | [13 empty] | 3P | AC1 | 120 | A | AC | 415 | V | 1NO+1NC | [8 empty] | Schneider | Easy TeSys | LC1E | LC1E95N5 | 2 | CONT_POW_3P_AC1_120A_45kW_60HP_415V_AUX1NO+1NC_COIL415V |  |  | 24500 | INR | 2025-07-15 | Schneider WEF 15-Jul-2025 | Switching _All_WEF 15th Jul 25.pdf | 8 | Power Contactors LC1E (3 Pole AC Control) | LC1E95 | Entered from Page 8; base LC1E95*, coil N5 column. | ACTIVE | OK
Motor Control | Contactor | Contactor | CONTACTOR¦POWER_CONTACTOR | Power Contactor | CONT_POW_3P_AC3_95A_45kW_60HP_415V_AUX1NO+1NC_COIL220V | Power Contactor – 3P ¦ AC3 95A ¦ 45kW/60HP @415V ¦ Coil 220VAC ¦ Aux 1NO+1NC | CONT_POW_3P_AC3_95A_45kW_60HP_415V_AUX1NO+1NC_COIL220V | Power Contactor – 3P ¦ AC3 95A ¦ 45kW/60HP @415V ¦ Coil 220VAC ¦ Aux 1NO+1NC | Power Contactor – 3P ¦ AC3 95A ¦ 45kW/60HP @415V ¦ Coil 220VAC ¦ Aux 1NO+1NC |  | FRAME-4 | [7 empty] | SYSTEM_VOLTAGE_V | 415 | V | MOTOR_KW | 45 | kW | MOTOR_HP | 60 | HP | [15 empty] | POLES | 3P |  | DUTY_TYPE | AC3 |  | COIL | 220VAC |  | AUX_CONTACTS | 1NO+1NC | [13 empty] | 3P | AC3 | 95 | A | AC | 220 | V | 1NO+1NC | [8 empty] | Schneider | Easy TeSys | LC1E | LC1E95M7 | 2 | CONT_POW_3P_AC3_95A_45kW_60HP_415V_AUX1NO+1NC_COIL220V |  |  | 24500 | INR | 2025-07-15 | Schneider WEF 15-Jul-2025 | Switching _All_WEF 15th Jul 25.pdf | 8 | Power Contactors LC1E (3 Pole AC Control) | LC1E95 | Entered from Page 8; base LC1E95*, coil M7 column. | ACTIVE | OK
Motor Control | Contactor | Contactor | CONTACTOR¦POWER_CONTACTOR | Power Contactor | CONT_POW_3P_AC3_95A_45kW_60HP_415V_AUX1NO+1NC_COIL415V | Power Contactor – 3P ¦ AC3 95A ¦ 45kW/60HP @415V ¦ Coil 415VAC ¦ Aux 1NO+1NC | CONT_POW_3P_AC3_95A_45kW_60HP_415V_AUX1NO+1NC_COIL415V | Power Contactor – 3P ¦ AC3 95A ¦ 45kW/60HP @415V ¦ Coil 415VAC ¦ Aux 1NO+1NC | Power Contactor – 3P ¦ AC3 95A ¦ 45kW/60HP @415V ¦ Coil 415VAC ¦ Aux 1NO+1NC |  | FRAME-4 | [7 empty] | SYSTEM_VOLTAGE_V | 415 | V | MOTOR_KW | 45 | kW | MOTOR_HP | 60 | HP | [15 empty] | POLES | 3P |  | DUTY_TYPE | AC3 |  | COIL | 415VAC |  | AUX_CONTACTS | 1NO+1NC | [13 empty] | 3P | AC3 | 95 | A | AC | 415 | V | 1NO+1NC | [8 empty] | Schneider | Easy TeSys | LC1E | LC1E95N5 | 2 | CONT_POW_3P_AC3_95A_45kW_60HP_415V_AUX1NO+1NC_COIL415V |  |  | 24500 | INR | 2025-07-15 | Schneider WEF 15-Jul-2025 | Switching _All_WEF 15th Jul 25.pdf | 8 | Power Contactors LC1E (3 Pole AC Control) | LC1E95 | Entered from Page 8; base LC1E95*, coil N5 column. | ACTIVE | OK
Motor Control | Contactor | Contactor | CONTACTOR¦POWER_CONTACTOR | Power Contactor | CONT_POW_3P_AC1_150A_55kW_75HP_415V_AUX1NO+1NC_COIL415V | Power Contactor – 3P ¦ AC1 150A ¦ 55kW/75HP @415V ¦ Coil 415VAC ¦ Aux 1NO+1NC | CONT_POW_3P_AC1_150A_55kW_75HP_415V_AUX1NO+1NC_COIL415V | Power Contactor – 3P ¦ AC1 150A ¦ 55kW/75HP @415V ¦ Coil 415VAC ¦ Aux 1NO+1NC | Power Contactor – 3P ¦ AC1 150A ¦ 55kW/75HP @415V ¦ Coil 415VAC ¦ Aux 1NO+1NC |  | FRAME-5 | [7 empty] | SYSTEM_VOLTAGE_V | 415 | V | MOTOR_KW | 55 | kW | MOTOR_HP | 75 | HP | [15 empty] | POLES | 3P |  | DUTY_TYPE | AC1 |  | COIL | 415VAC |  | AUX_CONTACTS | 1NO+1NC | [13 empty] | 3P | AC1 | 150 | A | AC | 415 | V | 1NO+1NC | [8 empty] | Schneider | Easy TeSys | LC1E | LC1E120N5 | 2 | CONT_POW_3P_AC1_150A_55kW_75HP_415V_AUX1NO+1NC_COIL415V |  |  | 29190 | INR | 2025-07-15 | Schneider WEF 15-Jul-2025 | Switching _All_WEF 15th Jul 25.pdf | 8 | Power Contactors LC1E (3 Pole AC Control) | LC1E120 | Entered from Page 8; base LC1E120*, coil N5 column. | ACTIVE | OK
Motor Control | Contactor | Contactor | CONTACTOR¦POWER_CONTACTOR | Power Contactor | CONT_POW_3P_AC1_150A_55kW_75HP_415V_AUX1NO+1NC_COIL220V | Power Contactor – 3P ¦ AC1 150A ¦ 55kW/75HP @415V ¦ Coil 220VAC ¦ Aux 1NO+1NC | CONT_POW_3P_AC1_150A_55kW_75HP_415V_AUX1NO+1NC_COIL220V | Power Contactor – 3P ¦ AC1 150A ¦ 55kW/75HP @415V ¦ Coil 220VAC ¦ Aux 1NO+1NC | Power Contactor – 3P ¦ AC1 150A ¦ 55kW/75HP @415V ¦ Coil 220VAC ¦ Aux 1NO+1NC |  | FRAME-5 | [7 empty] | SYSTEM_VOLTAGE_V | 415 | V | MOTOR_KW | 55 | kW | MOTOR_HP | 75 | HP | [15 empty] | POLES | 3P |  | DUTY_TYPE | AC1 |  | COIL | 220VAC |  | AUX_CONTACTS | 1NO+1NC | [13 empty] | 3P | AC1 | 150 | A | AC | 220 | V | 1NO+1NC | [8 empty] | Schneider | Easy TeSys | LC1E | LC1E120M5 | 2 | CONT_POW_3P_AC1_150A_55kW_75HP_415V_AUX1NO+1NC_COIL220V |  |  | 29190 | INR | 2025-07-15 | Schneider WEF 15-Jul-2025 | Switching _All_WEF 15th Jul 25.pdf | 8 | Power Contactors LC1E (3 Pole AC Control) | LC1E120 | Entered from Page 8; base LC1E120*, coil M5 column. | ACTIVE | OK
Motor Control | Contactor | Contactor | CONTACTOR¦POWER_CONTACTOR | Power Contactor | CONT_POW_3P_AC3_120A_55kW_75HP_415V_AUX1NO+1NC_COIL415V | Power Contactor – 3P ¦ AC3 120A ¦ 55kW/75HP @415V ¦ Coil 415VAC ¦ Aux 1NO+1NC | CONT_POW_3P_AC3_120A_55kW_75HP_415V_AUX1NO+1NC_COIL415V | Power Contactor – 3P ¦ AC3 120A ¦ 55kW/75HP @415V ¦ Coil 415VAC ¦ Aux 1NO+1NC | Power Contactor – 3P ¦ AC3 120A ¦ 55kW/75HP @415V ¦ Coil 415VAC ¦ Aux 1NO+1NC |  | FRAME-5 | [7 empty] | SYSTEM_VOLTAGE_V | 415 | V | MOTOR_KW | 55 | kW | MOTOR_HP | 75 | HP | [15 empty] | POLES | 3P |  | DUTY_TYPE | AC3 |  | COIL | 415VAC |  | AUX_CONTACTS | 1NO+1NC | [13 empty] | 3P | AC3 | 120 | A | AC | 415 | V | 1NO+1NC | [8 empty] | Schneider | Easy TeSys | LC1E | LC1E120N5 | 2 | CONT_POW_3P_AC3_120A_55kW_75HP_415V_AUX1NO+1NC_COIL415V |  |  | 29190 | INR | 2025-07-15 | Schneider WEF 15-Jul-2025 | Switching _All_WEF 15th Jul 25.pdf | 8 | Power Contactors LC1E (3 Pole AC Control) | LC1E120 | Entered from Page 8; base LC1E120*, coil N5 column. | ACTIVE | OK
Motor Control | Contactor | Contactor | CONTACTOR¦POWER_CONTACTOR | Power Contactor | CONT_POW_3P_AC3_120A_55kW_75HP_415V_AUX1NO+1NC_COIL220V | Power Contactor – 3P ¦ AC3 120A ¦ 55kW/75HP @415V ¦ Coil 220VAC ¦ Aux 1NO+1NC | CONT_POW_3P_AC3_120A_55kW_75HP_415V_AUX1NO+1NC_COIL220V | Power Contactor – 3P ¦ AC3 120A ¦ 55kW/75HP @415V ¦ Coil 220VAC ¦ Aux 1NO+1NC | Power Contactor – 3P ¦ AC3 120A ¦ 55kW/75HP @415V ¦ Coil 220VAC ¦ Aux 1NO+1NC |  | FRAME-5 | [7 empty] | SYSTEM_VOLTAGE_V | 415 | V | MOTOR_KW | 55 | kW | MOTOR_HP | 75 | HP | [15 empty] | POLES | 3P |  | DUTY_TYPE | AC3 |  | COIL | 220VAC |  | AUX_CONTACTS | 1NO+1NC | [13 empty] | 3P | AC3 | 120 | A | AC | 220 | V | 1NO+1NC | [8 empty] | Schneider | Easy TeSys | LC1E | LC1E120M5 | 2 | CONT_POW_3P_AC3_120A_55kW_75HP_415V_AUX1NO+1NC_COIL220V |  |  | 29190 | INR | 2025-07-15 | Schneider WEF 15-Jul-2025 | Switching _All_WEF 15th Jul 25.pdf | 8 | Power Contactors LC1E (3 Pole AC Control) | LC1E120 | Entered from Page 8; base LC1E120*, coil M5 column. | ACTIVE | OK
Motor Control | Contactor | Contactor | CONTACTOR¦POWER_CONTACTOR | Power Contactor | CONT_POW_3P_AC1_200A_90kW_120HP_415V_AUX1NO+1NC_COIL415V | Power Contactor – 3P ¦ AC1 200A ¦ 90kW/120HP @415V ¦ Coil 415VAC ¦ Aux 1NO+1NC | CONT_POW_3P_AC1_200A_90kW_120HP_415V_AUX1NO+1NC_COIL415V | Power Contactor – 3P ¦ AC1 200A ¦ 90kW/120HP @415V ¦ Coil 415VAC ¦ Aux 1NO+1NC | Power Contactor – 3P ¦ AC1 200A ¦ 90kW/120HP @415V ¦ Coil 415VAC ¦ Aux 1NO+1NC |  | FRAME-6 | [7 empty] | SYSTEM_VOLTAGE_V | 415 | V | MOTOR_KW | 90 | kW | MOTOR_HP | 120 | HP | [15 empty] | POLES | 3P |  | DUTY_TYPE | AC1 |  | COIL | 415VAC |  | AUX_CONTACTS | 1NO+1NC | [13 empty] | 3P | AC1 | 200 | A | AC | 415 | V | 1NO+1NC | [8 empty] | Schneider | Easy TeSys | LC1E | LC1E160N5 | 2 | CONT_POW_3P_AC1_200A_90kW_120HP_415V_AUX1NO+1NC_COIL415V |  |  | 38540 | INR | 2025-07-15 | Schneider WEF 15-Jul-2025 | Switching _All_WEF 15th Jul 25.pdf | 8 | Power Contactors LC1E (3 Pole AC Control) | LC1E160 | Entered from Page 8; base LC1E160*, coil N5 column. | ACTIVE | OK
Motor Control | Contactor | Contactor | CONTACTOR¦POWER_CONTACTOR | Power Contactor | CONT_POW_3P_AC1_200A_90kW_120HP_415V_AUX1NO+1NC_COIL220V | Power Contactor – 3P ¦ AC1 200A ¦ 90kW/120HP @415V ¦ Coil 220VAC ¦ Aux 1NO+1NC | CONT_POW_3P_AC1_200A_90kW_120HP_415V_AUX1NO+1NC_COIL220V | Power Contactor – 3P ¦ AC1 200A ¦ 90kW/120HP @415V ¦ Coil 220VAC ¦ Aux 1NO+1NC | Power Contactor – 3P ¦ AC1 200A ¦ 90kW/120HP @415V ¦ Coil 220VAC ¦ Aux 1NO+1NC |  | FRAME-6 | [7 empty] | SYSTEM_VOLTAGE_V | 415 | V | MOTOR_KW | 90 | kW | MOTOR_HP | 120 | HP | [15 empty] | POLES | 3P |  | DUTY_TYPE | AC1 |  | COIL | 220VAC |  | AUX_CONTACTS | 1NO+1NC | [13 empty] | 3P | AC1 | 200 | A | AC | 220 | V | 1NO+1NC | [8 empty] | Schneider | Easy TeSys | LC1E | LC1E160M5 | 2 | CONT_POW_3P_AC1_200A_90kW_120HP_415V_AUX1NO+1NC_COIL220V |  |  | 38540 | INR | 2025-07-15 | Schneider WEF 15-Jul-2025 | Switching _All_WEF 15th Jul 25.pdf | 8 | Power Contactors LC1E (3 Pole AC Control) | LC1E160 | Entered from Page 8; base LC1E160*, coil M5 column. | ACTIVE | OK
Motor Control | Contactor | Contactor | CONTACTOR¦POWER_CONTACTOR | Power Contactor | CONT_POW_3P_AC3_160A_90kW_120HP_415V_AUX1NO+1NC_COIL415V | Power Contactor – 3P ¦ AC3 160A ¦ 90kW/120HP @415V ¦ Coil 415VAC ¦ Aux 1NO+1NC | CONT_POW_3P_AC3_160A_90kW_120HP_415V_AUX1NO+1NC_COIL415V | Power Contactor – 3P ¦ AC3 160A ¦ 90kW/120HP @415V ¦ Coil 415VAC ¦ Aux 1NO+1NC | Power Contactor – 3P ¦ AC3 160A ¦ 90kW/120HP @415V ¦ Coil 415VAC ¦ Aux 1NO+1NC |  | FRAME-6 | [7 empty] | SYSTEM_VOLTAGE_V | 415 | V | MOTOR_KW | 90 | kW | MOTOR_HP | 120 | HP | [15 empty] | POLES | 3P |  | DUTY_TYPE | AC3 |  | COIL | 415VAC |  | AUX_CONTACTS | 1NO+1NC | [13 empty] | 3P | AC3 | 160 | A | AC | 415 | V | 1NO+1NC | [8 empty] | Schneider | Easy TeSys | LC1E | LC1E160N5 | 2 | CONT_POW_3P_AC3_160A_90kW_120HP_415V_AUX1NO+1NC_COIL415V |  |  | 38540 | INR | 2025-07-15 | Schneider WEF 15-Jul-2025 | Switching _All_WEF 15th Jul 25.pdf | 8 | Power Contactors LC1E (3 Pole AC Control) | LC1E160 | Entered from Page 8; base LC1E160*, coil N5 column. | ACTIVE | OK
Motor Control | Contactor | Contactor | CONTACTOR¦POWER_CONTACTOR | Power Contactor | CONT_POW_3P_AC3_160A_90kW_120HP_415V_AUX1NO+1NC_COIL220V | Power Contactor – 3P ¦ AC3 160A ¦ 90kW/120HP @415V ¦ Coil 220VAC ¦ Aux 1NO+1NC | CONT_POW_3P_AC3_160A_90kW_120HP_415V_AUX1NO+1NC_COIL220V | Power Contactor – 3P ¦ AC3 160A ¦ 90kW/120HP @415V ¦ Coil 220VAC ¦ Aux 1NO+1NC | Power Contactor – 3P ¦ AC3 160A ¦ 90kW/120HP @415V ¦ Coil 220VAC ¦ Aux 1NO+1NC |  | FRAME-6 | [7 empty] | SYSTEM_VOLTAGE_V | 415 | V | MOTOR_KW | 90 | kW | MOTOR_HP | 120 | HP | [15 empty] | POLES | 3P |  | DUTY_TYPE | AC3 |  | COIL | 220VAC |  | AUX_CONTACTS | 1NO+1NC | [13 empty] | 3P | AC3 | 160 | A | AC | 220 | V | 1NO+1NC | [8 empty] | Schneider | Easy TeSys | LC1E | LC1E160M5 | 2 | CONT_POW_3P_AC3_160A_90kW_120HP_415V_AUX1NO+1NC_COIL220V |  |  | 38540 | INR | 2025-07-15 | Schneider WEF 15-Jul-2025 | Switching _All_WEF 15th Jul 25.pdf | 8 | Power Contactors LC1E (3 Pole AC Control) | LC1E160 | Entered from Page 8; base LC1E160*, coil M5 column. | ACTIVE | OK
Motor Control | Contactor | Contactor | CONTACTOR¦POWER_CONTACTOR | Power Contactor | CONT_POW_3P_AC1_250A_110kW_150HP_415V_AUX0NO+0NC_COIL415V | Power Contactor – 3P ¦ AC1 250A ¦ 110kW/150HP @415V ¦ Coil 415VAC ¦ Aux 0NO+0NC | CONT_POW_3P_AC1_250A_110kW_150HP_415V_AUX0NO+0NC_COIL415V | Power Contactor – 3P ¦ AC1 250A ¦ 110kW/150HP @415V ¦ Coil 415VAC ¦ Aux 0NO+0NC | Power Contactor – 3P ¦ AC1 250A ¦ 110kW/150HP @415V ¦ Coil 415VAC ¦ Aux 0NO+0NC |  | FRAME-7 | [7 empty] | SYSTEM_VOLTAGE_V | 415 | V | MOTOR_KW | 110 | kW | MOTOR_HP | 150 | HP | [15 empty] | POLES | 3P |  | DUTY_TYPE | AC1 |  | COIL | 415VAC |  | AUX_CONTACTS | 0NO+0NC | [13 empty] | 3P | AC1 | 250 | A | AC | 415 | V | 0NO+0NC | [8 empty] | Schneider | Easy TeSys | LC1E | LC1E200N5 | 2 | CONT_POW_3P_AC1_250A_110kW_150HP_415V_AUX0NO+0NC_COIL415V |  |  | 53050 | INR | 2025-07-15 | Schneider WEF 15-Jul-2025 | Switching _All_WEF 15th Jul 25.pdf | 8 | Power Contactors LC1E (3 Pole AC Control) | LC1E200 | Entered from Page 8; base LC1E200*, coil N5 column. | ACTIVE | OK
Motor Control | Contactor | Contactor | CONTACTOR¦POWER_CONTACTOR | Power Contactor | CONT_POW_3P_AC1_250A_110kW_150HP_415V_AUX0NO+0NC_COIL220V | Power Contactor – 3P ¦ AC1 250A ¦ 110kW/150HP @415V ¦ Coil 220VAC ¦ Aux 0NO+0NC | CONT_POW_3P_AC1_250A_110kW_150HP_415V_AUX0NO+0NC_COIL220V | Power Contactor – 3P ¦ AC1 250A ¦ 110kW/150HP @415V ¦ Coil 220VAC ¦ Aux 0NO+0NC | Power Contactor – 3P ¦ AC1 250A ¦ 110kW/150HP @415V ¦ Coil 220VAC ¦ Aux 0NO+0NC |  | FRAME-7 | [7 empty] | SYSTEM_VOLTAGE_V | 415 | V | MOTOR_KW | 110 | kW | MOTOR_HP | 150 | HP | [15 empty] | POLES | 3P |  | DUTY_TYPE | AC1 |  | COIL | 220VAC |  | AUX_CONTACTS | 0NO+0NC | [13 empty] | 3P | AC1 | 250 | A | AC | 220 | V | 0NO+0NC | [8 empty] | Schneider | Easy TeSys | LC1E | LC1E200M5 | 2 | CONT_POW_3P_AC1_250A_110kW_150HP_415V_AUX0NO+0NC_COIL220V |  |  | 53050 | INR | 2025-07-15 | Schneider WEF 15-Jul-2025 | Switching _All_WEF 15th Jul 25.pdf | 8 | Power Contactors LC1E (3 Pole AC Control) | LC1E200 | Entered from Page 8; base LC1E200*, coil M5 column. | ACTIVE | OK
Motor Control | Contactor | Contactor | CONTACTOR¦POWER_CONTACTOR | Power Contactor | CONT_POW_3P_AC3_200A_110kW_150HP_415V_AUX0NO+0NC_COIL415V | Power Contactor – 3P ¦ AC3 200A ¦ 110kW/150HP @415V ¦ Coil 415VAC ¦ Aux 0NO+0NC | CONT_POW_3P_AC3_200A_110kW_150HP_415V_AUX0NO+0NC_COIL415V | Power Contactor – 3P ¦ AC3 200A ¦ 110kW/150HP @415V ¦ Coil 415VAC ¦ Aux 0NO+0NC | Power Contactor – 3P ¦ AC3 200A ¦ 110kW/150HP @415V ¦ Coil 415VAC ¦ Aux 0NO+0NC |  | FRAME-7 | [7 empty] | SYSTEM_VOLTAGE_V | 415 | V | MOTOR_KW | 110 | kW | MOTOR_HP | 150 | HP | [15 empty] | POLES | 3P |  | DUTY_TYPE | AC3 |  | COIL | 415VAC |  | AUX_CONTACTS | 0NO+0NC | [13 empty] | 3P | AC3 | 200 | A | AC | 415 | V | 0NO+0NC | [8 empty] | Schneider | Easy TeSys | LC1E | LC1E200N5 | 2 | CONT_POW_3P_AC3_200A_110kW_150HP_415V_AUX0NO+0NC_COIL415V |  |  | 53050 | INR | 2025-07-15 | Schneider WEF 15-Jul-2025 | Switching _All_WEF 15th Jul 25.pdf | 8 | Power Contactors LC1E (3 Pole AC Control) | LC1E200 | Entered from Page 8; base LC1E200*, coil N5 column. | ACTIVE | OK
Motor Control | Contactor | Contactor | CONTACTOR¦POWER_CONTACTOR | Power Contactor | CONT_POW_3P_AC3_200A_110kW_150HP_415V_AUX0NO+0NC_COIL220V | Power Contactor – 3P ¦ AC3 200A ¦ 110kW/150HP @415V ¦ Coil 220VAC ¦ Aux 0NO+0NC | CONT_POW_3P_AC3_200A_110kW_150HP_415V_AUX0NO+0NC_COIL220V | Power Contactor – 3P ¦ AC3 200A ¦ 110kW/150HP @415V ¦ Coil 220VAC ¦ Aux 0NO+0NC | Power Contactor – 3P ¦ AC3 200A ¦ 110kW/150HP @415V ¦ Coil 220VAC ¦ Aux 0NO+0NC |  | FRAME-7 | [7 empty] | SYSTEM_VOLTAGE_V | 415 | V | MOTOR_KW | 110 | kW | MOTOR_HP | 150 | HP | [15 empty] | POLES | 3P |  | DUTY_TYPE | AC3 |  | COIL | 220VAC |  | AUX_CONTACTS | 0NO+0NC | [13 empty] | 3P | AC3 | 200 | A | AC | 220 | V | 0NO+0NC | [8 empty] | Schneider | Easy TeSys | LC1E | LC1E200M5 | 2 | CONT_POW_3P_AC3_200A_110kW_150HP_415V_AUX0NO+0NC_COIL220V |  |  | 53050 | INR | 2025-07-15 | Schneider WEF 15-Jul-2025 | Switching _All_WEF 15th Jul 25.pdf | 8 | Power Contactors LC1E (3 Pole AC Control) | LC1E200 | Entered from Page 8; base LC1E200*, coil M5 column. | ACTIVE | OK
Motor Control | Contactor | Contactor | CONTACTOR¦POWER_CONTACTOR | Power Contactor | CONT_POW_3P_AC1_300A_132kW_175HP_415V_AUX0NO+0NC_COIL415V | Power Contactor – 3P ¦ AC1 300A ¦ 132kW/175HP @415V ¦ Coil 415VAC ¦ Aux 0NO+0NC | CONT_POW_3P_AC1_300A_132kW_175HP_415V_AUX0NO+0NC_COIL415V | Power Contactor – 3P ¦ AC1 300A ¦ 132kW/175HP @415V ¦ Coil 415VAC ¦ Aux 0NO+0NC | Power Contactor – 3P ¦ AC1 300A ¦ 132kW/175HP @415V ¦ Coil 415VAC ¦ Aux 0NO+0NC |  | FRAME-7 | [7 empty] | SYSTEM_VOLTAGE_V | 415 | V | MOTOR_KW | 132 | kW | MOTOR_HP | 175 | HP | [15 empty] | POLES | 3P |  | DUTY_TYPE | AC1 |  | COIL | 415VAC |  | AUX_CONTACTS | 0NO+0NC | [13 empty] | 3P | AC1 | 300 | A | AC | 415 | V | 0NO+0NC | [8 empty] | Schneider | Easy TeSys | LC1E | LC1E250N5 | 2 | CONT_POW_3P_AC1_300A_132kW_175HP_415V_AUX0NO+0NC_COIL415V |  |  | 82625 | INR | 2025-07-15 | Schneider WEF 15-Jul-2025 | Switching _All_WEF 15th Jul 25.pdf | 8 | Power Contactors LC1E (3 Pole AC Control) | LC1E250 | Entered from Page 8; base LC1E250*, coil N5 column. | ACTIVE | OK
Motor Control | Contactor | Contactor | CONTACTOR¦POWER_CONTACTOR | Power Contactor | CONT_POW_3P_AC1_300A_132kW_175HP_415V_AUX0NO+0NC_COIL220V | Power Contactor – 3P ¦ AC1 300A ¦ 132kW/175HP @415V ¦ Coil 220VAC ¦ Aux 0NO+0NC | CONT_POW_3P_AC1_300A_132kW_175HP_415V_AUX0NO+0NC_COIL220V | Power Contactor – 3P ¦ AC1 300A ¦ 132kW/175HP @415V ¦ Coil 220VAC ¦ Aux 0NO+0NC | Power Contactor – 3P ¦ AC1 300A ¦ 132kW/175HP @415V ¦ Coil 220VAC ¦ Aux 0NO+0NC |  | FRAME-7 | [7 empty] | SYSTEM_VOLTAGE_V | 415 | V | MOTOR_KW | 132 | kW | MOTOR_HP | 175 | HP | [15 empty] | POLES | 3P |  | DUTY_TYPE | AC1 |  | COIL | 220VAC |  | AUX_CONTACTS | 0NO+0NC | [13 empty] | 3P | AC1 | 300 | A | AC | 220 | V | 0NO+0NC | [8 empty] | Schneider | Easy TeSys | LC1E | LC1E250M5 | 2 | CONT_POW_3P_AC1_300A_132kW_175HP_415V_AUX0NO+0NC_COIL220V |  |  | 69905 | INR | 2025-07-15 | Schneider WEF 15-Jul-2025 | Switching _All_WEF 15th Jul 25.pdf | 8 | Power Contactors LC1E (3 Pole AC Control) | LC1E250 | Entered from Page 8; base LC1E250*, coil M5 column. | ACTIVE | OK
Motor Control | Contactor | Contactor | CONTACTOR¦POWER_CONTACTOR | Power Contactor | CONT_POW_3P_AC3_250A_132kW_175HP_415V_AUX0NO+0NC_COIL415V | Power Contactor – 3P ¦ AC3 250A ¦ 132kW/175HP @415V ¦ Coil 415VAC ¦ Aux 0NO+0NC | CONT_POW_3P_AC3_250A_132kW_175HP_415V_AUX0NO+0NC_COIL415V | Power Contactor – 3P ¦ AC3 250A ¦ 132kW/175HP @415V ¦ Coil 415VAC ¦ Aux 0NO+0NC | Power Contactor – 3P ¦ AC3 250A ¦ 132kW/175HP @415V ¦ Coil 415VAC ¦ Aux 0NO+0NC |  | FRAME-7 | [7 empty] | SYSTEM_VOLTAGE_V | 415 | V | MOTOR_KW | 132 | kW | MOTOR_HP | 175 | HP | [15 empty] | POLES | 3P |  | DUTY_TYPE | AC3 |  | COIL | 415VAC |  | AUX_CONTACTS | 0NO+0NC | [13 empty] | 3P | AC3 | 250 | A | AC | 415 | V | 0NO+0NC | [8 empty] | Schneider | Easy TeSys | LC1E | LC1E250N5 | 2 | CONT_POW_3P_AC3_250A_132kW_175HP_415V_AUX0NO+0NC_COIL415V |  |  | 82625 | INR | 2025-07-15 | Schneider WEF 15-Jul-2025 | Switching _All_WEF 15th Jul 25.pdf | 8 | Power Contactors LC1E (3 Pole AC Control) | LC1E250 | Entered from Page 8; base LC1E250*, coil N5 column. | ACTIVE | OK
Motor Control | Contactor | Contactor | CONTACTOR¦POWER_CONTACTOR | Power Contactor | CONT_POW_3P_AC3_250A_132kW_175HP_415V_AUX0NO+0NC_COIL220V | Power Contactor – 3P ¦ AC3 250A ¦ 132kW/175HP @415V ¦ Coil 220VAC ¦ Aux 0NO+0NC | CONT_POW_3P_AC3_250A_132kW_175HP_415V_AUX0NO+0NC_COIL220V | Power Contactor – 3P ¦ AC3 250A ¦ 132kW/175HP @415V ¦ Coil 220VAC ¦ Aux 0NO+0NC | Power Contactor – 3P ¦ AC3 250A ¦ 132kW/175HP @415V ¦ Coil 220VAC ¦ Aux 0NO+0NC |  | FRAME-7 | [7 empty] | SYSTEM_VOLTAGE_V | 415 | V | MOTOR_KW | 132 | kW | MOTOR_HP | 175 | HP | [15 empty] | POLES | 3P |  | DUTY_TYPE | AC3 |  | COIL | 220VAC |  | AUX_CONTACTS | 0NO+0NC | [13 empty] | 3P | AC3 | 250 | A | AC | 220 | V | 0NO+0NC | [8 empty] | Schneider | Easy TeSys | LC1E | LC1E250M5 | 2 | CONT_POW_3P_AC3_250A_132kW_175HP_415V_AUX0NO+0NC_COIL220V |  |  | 69905 | INR | 2025-07-15 | Schneider WEF 15-Jul-2025 | Switching _All_WEF 15th Jul 25.pdf | 8 | Power Contactors LC1E (3 Pole AC Control) | LC1E250 | Entered from Page 8; base LC1E250*, coil M5 column. | ACTIVE | OK
Motor Control | Contactor | Contactor | CONTACTOR¦POWER_CONTACTOR | Power Contactor | CONT_POW_3P_AC1_320A_160kW_215HP_415V_AUX0NO+0NC_COIL415V | Power Contactor – 3P ¦ AC1 320A ¦ 160kW/215HP @415V ¦ Coil 415VAC ¦ Aux 0NO+0NC | CONT_POW_3P_AC1_320A_160kW_215HP_415V_AUX0NO+0NC_COIL415V | Power Contactor – 3P ¦ AC1 320A ¦ 160kW/215HP @415V ¦ Coil 415VAC ¦ Aux 0NO+0NC | Power Contactor – 3P ¦ AC1 320A ¦ 160kW/215HP @415V ¦ Coil 415VAC ¦ Aux 0NO+0NC |  | FRAME-7 | [7 empty] | SYSTEM_VOLTAGE_V | 415 | V | MOTOR_KW | 160 | kW | MOTOR_HP | 215 | HP | [15 empty] | POLES | 3P |  | DUTY_TYPE | AC1 |  | COIL | 415VAC |  | AUX_CONTACTS | 0NO+0NC | [13 empty] | 3P | AC1 | 320 | A | AC | 415 | V | 0NO+0NC | [8 empty] | Schneider | Easy TeSys | LC1E | LC1E300N5 | 2 | CONT_POW_3P_AC1_320A_160kW_215HP_415V_AUX0NO+0NC_COIL415V |  |  | 86065 | INR | 2025-07-15 | Schneider WEF 15-Jul-2025 | Switching _All_WEF 15th Jul 25.pdf | 8 | Power Contactors LC1E (3 Pole AC Control) | LC1E300 | Entered from Page 8; base LC1E300*, coil N5 column. | ACTIVE | OK
Motor Control | Contactor | Contactor | CONTACTOR¦POWER_CONTACTOR | Power Contactor | CONT_POW_3P_AC1_320A_160kW_215HP_415V_AUX0NO+0NC_COIL220V | Power Contactor – 3P ¦ AC1 320A ¦ 160kW/215HP @415V ¦ Coil 220VAC ¦ Aux 0NO+0NC | CONT_POW_3P_AC1_320A_160kW_215HP_415V_AUX0NO+0NC_COIL220V | Power Contactor – 3P ¦ AC1 320A ¦ 160kW/215HP @415V ¦ Coil 220VAC ¦ Aux 0NO+0NC | Power Contactor – 3P ¦ AC1 320A ¦ 160kW/215HP @415V ¦ Coil 220VAC ¦ Aux 0NO+0NC |  | FRAME-7 | [7 empty] | SYSTEM_VOLTAGE_V | 415 | V | MOTOR_KW | 160 | kW | MOTOR_HP | 215 | HP | [15 empty] | POLES | 3P |  | DUTY_TYPE | AC1 |  | COIL | 220VAC |  | AUX_CONTACTS | 0NO+0NC | [13 empty] | 3P | AC1 | 320 | A | AC | 220 | V | 0NO+0NC | [8 empty] | Schneider | Easy TeSys | LC1E | LC1E300M5 | 2 | CONT_POW_3P_AC1_320A_160kW_215HP_415V_AUX0NO+0NC_COIL220V |  |  | 86065 | INR | 2025-07-15 | Schneider WEF 15-Jul-2025 | Switching _All_WEF 15th Jul 25.pdf | 8 | Power Contactors LC1E (3 Pole AC Control) | LC1E300 | Entered from Page 8; base LC1E300*, coil M5 column. | ACTIVE | OK
Motor Control | Contactor | Contactor | CONTACTOR¦POWER_CONTACTOR | Power Contactor | CONT_POW_3P_AC3_300A_160kW_215HP_415V_AUX0NO+0NC_COIL415V | Power Contactor – 3P ¦ AC3 300A ¦ 160kW/215HP @415V ¦ Coil 415VAC ¦ Aux 0NO+0NC | CONT_POW_3P_AC3_300A_160kW_215HP_415V_AUX0NO+0NC_COIL415V | Power Contactor – 3P ¦ AC3 300A ¦ 160kW/215HP @415V ¦ Coil 415VAC ¦ Aux 0NO+0NC | Power Contactor – 3P ¦ AC3 300A ¦ 160kW/215HP @415V ¦ Coil 415VAC ¦ Aux 0NO+0NC |  | FRAME-7 | [7 empty] | SYSTEM_VOLTAGE_V | 415 | V | MOTOR_KW | 160 | kW | MOTOR_HP | 215 | HP | [15 empty] | POLES | 3P |  | DUTY_TYPE | AC3 |  | COIL | 415VAC |  | AUX_CONTACTS | 0NO+0NC | [13 empty] | 3P | AC3 | 300 | A | AC | 415 | V | 0NO+0NC | [8 empty] | Schneider | Easy TeSys | LC1E | LC1E300N5 | 2 | CONT_POW_3P_AC3_300A_160kW_215HP_415V_AUX0NO+0NC_COIL415V |  |  | 86065 | INR | 2025-07-15 | Schneider WEF 15-Jul-2025 | Switching _All_WEF 15th Jul 25.pdf | 8 | Power Contactors LC1E (3 Pole AC Control) | LC1E300 | Entered from Page 8; base LC1E300*, coil N5 column. | ACTIVE | OK
Motor Control | Contactor | Contactor | CONTACTOR¦POWER_CONTACTOR | Power Contactor | CONT_POW_3P_AC3_300A_160kW_215HP_415V_AUX0NO+0NC_COIL220V | Power Contactor – 3P ¦ AC3 300A ¦ 160kW/215HP @415V ¦ Coil 220VAC ¦ Aux 0NO+0NC | CONT_POW_3P_AC3_300A_160kW_215HP_415V_AUX0NO+0NC_COIL220V | Power Contactor – 3P ¦ AC3 300A ¦ 160kW/215HP @415V ¦ Coil 220VAC ¦ Aux 0NO+0NC | Power Contactor – 3P ¦ AC3 300A ¦ 160kW/215HP @415V ¦ Coil 220VAC ¦ Aux 0NO+0NC |  | FRAME-7 | [7 empty] | SYSTEM_VOLTAGE_V | 415 | V | MOTOR_KW | 160 | kW | MOTOR_HP | 215 | HP | [15 empty] | POLES | 3P |  | DUTY_TYPE | AC3 |  | COIL | 220VAC |  | AUX_CONTACTS | 0NO+0NC | [13 empty] | 3P | AC3 | 300 | A | AC | 220 | V | 0NO+0NC | [8 empty] | Schneider | Easy TeSys | LC1E | LC1E300M5 | 2 | CONT_POW_3P_AC3_300A_160kW_215HP_415V_AUX0NO+0NC_COIL220V |  |  | 86065 | INR | 2025-07-15 | Schneider WEF 15-Jul-2025 | Switching _All_WEF 15th Jul 25.pdf | 8 | Power Contactors LC1E (3 Pole AC Control) | LC1E300 | Entered from Page 8; base LC1E300*, coil M5 column. | ACTIVE | OK
Motor Control | Contactor | Contactor | CONTACTOR¦POWER_CONTACTOR | Power Contactor | CONT_POW_3P_AC1_500A_220kW_295HP_415V_AUX0NO+0NC_COIL220V | Power Contactor – 3P ¦ AC1 500A ¦ 220kW/295HP @415V ¦ Coil 220VAC ¦ Aux 0NO+0NC | CONT_POW_3P_AC1_500A_220kW_295HP_415V_AUX0NO+0NC_COIL220V | Power Contactor – 3P ¦ AC1 500A ¦ 220kW/295HP @415V ¦ Coil 220VAC ¦ Aux 0NO+0NC | Power Contactor – 3P ¦ AC1 500A ¦ 220kW/295HP @415V ¦ Coil 220VAC ¦ Aux 0NO+0NC |  | FRAME-8 | [7 empty] | SYSTEM_VOLTAGE_V | 415 | V | MOTOR_KW | 220 | kW | MOTOR_HP | 295 | HP | [15 empty] | POLES | 3P |  | DUTY_TYPE | AC1 |  | COIL | 220VAC |  | AUX_CONTACTS | 0NO+0NC | [13 empty] | 3P | AC1 | 500 | A | AC | 220 | V | 0NO+0NC | [8 empty] | Schneider | Easy TeSys | LC1E | LC1E400M7 | 2 | CONT_POW_3P_AC1_500A_220kW_295HP_415V_AUX0NO+0NC_COIL220V |  |  | 107405 | INR | 2025-07-15 | Schneider WEF 15-Jul-2025 | Switching _All_WEF 15th Jul 25.pdf | 8 | Power Contactors LC1E (3 Pole AC Control) | LC1E400 | Entered from Page 8; base LC1E400*, coil M7 column. | ACTIVE | OK
Motor Control | Contactor | Contactor | CONTACTOR¦POWER_CONTACTOR | Power Contactor | CONT_POW_3P_AC1_500A_220kW_295HP_415V_AUX0NO+0NC_COIL415V | Power Contactor – 3P ¦ AC1 500A ¦ 220kW/295HP @415V ¦ Coil 415VAC ¦ Aux 0NO+0NC | CONT_POW_3P_AC1_500A_220kW_295HP_415V_AUX0NO+0NC_COIL415V | Power Contactor – 3P ¦ AC1 500A ¦ 220kW/295HP @415V ¦ Coil 415VAC ¦ Aux 0NO+0NC | Power Contactor – 3P ¦ AC1 500A ¦ 220kW/295HP @415V ¦ Coil 415VAC ¦ Aux 0NO+0NC |  | FRAME-8 | [7 empty] | SYSTEM_VOLTAGE_V | 415 | V | MOTOR_KW | 220 | kW | MOTOR_HP | 295 | HP | [15 empty] | POLES | 3P |  | DUTY_TYPE | AC1 |  | COIL | 415VAC |  | AUX_CONTACTS | 0NO+0NC | [13 empty] | 3P | AC1 | 500 | A | AC | 415 | V | 0NO+0NC | [8 empty] | Schneider | Easy TeSys | LC1E | LC1E400N7 | 2 | CONT_POW_3P_AC1_500A_220kW_295HP_415V_AUX0NO+0NC_COIL415V |  |  | 125725 | INR | 2025-07-15 | Schneider WEF 15-Jul-2025 | Switching _All_WEF 15th Jul 25.pdf | 8 | Power Contactors LC1E (3 Pole AC Control) | LC1E400 | Entered from Page 8; base LC1E400*, coil N7 column. | ACTIVE | OK
Motor Control | Contactor | Contactor | CONTACTOR¦POWER_CONTACTOR | Power Contactor | CONT_POW_3P_AC3_400A_220kW_295HP_415V_AUX0NO+0NC_COIL220V | Power Contactor – 3P ¦ AC3 400A ¦ 220kW/295HP @415V ¦ Coil 220VAC ¦ Aux 0NO+0NC | CONT_POW_3P_AC3_400A_220kW_295HP_415V_AUX0NO+0NC_COIL220V | Power Contactor – 3P ¦ AC3 400A ¦ 220kW/295HP @415V ¦ Coil 220VAC ¦ Aux 0NO+0NC | Power Contactor – 3P ¦ AC3 400A ¦ 220kW/295HP @415V ¦ Coil 220VAC ¦ Aux 0NO+0NC |  | FRAME-8 | [7 empty] | SYSTEM_VOLTAGE_V | 415 | V | MOTOR_KW | 220 | kW | MOTOR_HP | 295 | HP | [15 empty] | POLES | 3P |  | DUTY_TYPE | AC3 |  | COIL | 220VAC |  | AUX_CONTACTS | 0NO+0NC | [13 empty] | 3P | AC3 | 400 | A | AC | 220 | V | 0NO+0NC | [8 empty] | Schneider | Easy TeSys | LC1E | LC1E400M7 | 2 | CONT_POW_3P_AC3_400A_220kW_295HP_415V_AUX0NO+0NC_COIL220V |  |  | 107405 | INR | 2025-07-15 | Schneider WEF 15-Jul-2025 | Switching _All_WEF 15th Jul 25.pdf | 8 | Power Contactors LC1E (3 Pole AC Control) | LC1E400 | Entered from Page 8; base LC1E400*, coil M7 column. | ACTIVE | OK
Motor Control | Contactor | Contactor | CONTACTOR¦POWER_CONTACTOR | Power Contactor | CONT_POW_3P_AC3_400A_220kW_295HP_415V_AUX0NO+0NC_COIL415V | Power Contactor – 3P ¦ AC3 400A ¦ 220kW/295HP @415V ¦ Coil 415VAC ¦ Aux 0NO+0NC | CONT_POW_3P_AC3_400A_220kW_295HP_415V_AUX0NO+0NC_COIL415V | Power Contactor – 3P ¦ AC3 400A ¦ 220kW/295HP @415V ¦ Coil 415VAC ¦ Aux 0NO+0NC | Power Contactor – 3P ¦ AC3 400A ¦ 220kW/295HP @415V ¦ Coil 415VAC ¦ Aux 0NO+0NC |  | FRAME-8 | [7 empty] | SYSTEM_VOLTAGE_V | 415 | V | MOTOR_KW | 220 | kW | MOTOR_HP | 295 | HP | [15 empty] | POLES | 3P |  | DUTY_TYPE | AC3 |  | COIL | 415VAC |  | AUX_CONTACTS | 0NO+0NC | [13 empty] | 3P | AC3 | 400 | A | AC | 415 | V | 0NO+0NC | [8 empty] | Schneider | Easy TeSys | LC1E | LC1E400N7 | 2 | CONT_POW_3P_AC3_400A_220kW_295HP_415V_AUX0NO+0NC_COIL415V |  |  | 125725 | INR | 2025-07-15 | Schneider WEF 15-Jul-2025 | Switching _All_WEF 15th Jul 25.pdf | 8 | Power Contactors LC1E (3 Pole AC Control) | LC1E400 | Entered from Page 8; base LC1E400*, coil N7 column. | ACTIVE | OK
Motor Control | Contactor | Contactor | CONTACTOR¦POWER_CONTACTOR | Power Contactor | CONT_POW_3P_AC1_700A_280kW_375HP_415V_AUX0NO+0NC_COIL220V | Power Contactor – 3P ¦ AC1 700A ¦ 280kW/375HP @415V ¦ Coil 220VAC ¦ Aux 0NO+0NC | CONT_POW_3P_AC1_700A_280kW_375HP_415V_AUX0NO+0NC_COIL220V | Power Contactor – 3P ¦ AC1 700A ¦ 280kW/375HP @415V ¦ Coil 220VAC ¦ Aux 0NO+0NC | Power Contactor – 3P ¦ AC1 700A ¦ 280kW/375HP @415V ¦ Coil 220VAC ¦ Aux 0NO+0NC |  | FRAME-9 | [7 empty] | SYSTEM_VOLTAGE_V | 415 | V | MOTOR_KW | 280 | kW | MOTOR_HP | 375 | HP | [15 empty] | POLES | 3P |  | DUTY_TYPE | AC1 |  | COIL | 220VAC |  | AUX_CONTACTS | 0NO+0NC | [13 empty] | 3P | AC1 | 700 | A | AC | 220 | V | 0NO+0NC | [8 empty] | Schneider | Easy TeSys | LC1E | LC1E500M7 | 2 | CONT_POW_3P_AC1_700A_280kW_375HP_415V_AUX0NO+0NC_COIL220V |  |  | 151285 | INR | 2025-07-15 | Schneider WEF 15-Jul-2025 | Switching _All_WEF 15th Jul 25.pdf | 8 | Power Contactors LC1E (3 Pole AC Control) | LC1E500 | Entered from Page 8; base LC1E500*, coil M7 column. | ACTIVE | OK
Motor Control | Contactor | Contactor | CONTACTOR¦POWER_CONTACTOR | Power Contactor | CONT_POW_3P_AC3_500A_280kW_375HP_415V_AUX0NO+0NC_COIL220V | Power Contactor – 3P ¦ AC3 500A ¦ 280kW/375HP @415V ¦ Coil 220VAC ¦ Aux 0NO+0NC | CONT_POW_3P_AC3_500A_280kW_375HP_415V_AUX0NO+0NC_COIL220V | Power Contactor – 3P ¦ AC3 500A ¦ 280kW/375HP @415V ¦ Coil 220VAC ¦ Aux 0NO+0NC | Power Contactor – 3P ¦ AC3 500A ¦ 280kW/375HP @415V ¦ Coil 220VAC ¦ Aux 0NO+0NC |  | FRAME-9 | [7 empty] | SYSTEM_VOLTAGE_V | 415 | V | MOTOR_KW | 280 | kW | MOTOR_HP | 375 | HP | [15 empty] | POLES | 3P |  | DUTY_TYPE | AC3 |  | COIL | 220VAC |  | AUX_CONTACTS | 0NO+0NC | [13 empty] | 3P | AC3 | 500 | A | AC | 220 | V | 0NO+0NC | [8 empty] | Schneider | Easy TeSys | LC1E | LC1E500M7 | 2 | CONT_POW_3P_AC3_500A_280kW_375HP_415V_AUX0NO+0NC_COIL220V |  |  | 151285 | INR | 2025-07-15 | Schneider WEF 15-Jul-2025 | Switching _All_WEF 15th Jul 25.pdf | 8 | Power Contactors LC1E (3 Pole AC Control) | LC1E500 | Entered from Page 8; base LC1E500*, coil M7 column. | ACTIVE | OK
Motor Control | Contactor | Contactor | CONTACTOR¦POWER_CONTACTOR | Power Contactor | CONT_POW_3P_AC1_1000A_375kW_500HP_415V_AUX0NO+0NC_COIL220V | Power Contactor – 3P ¦ AC1 1000A ¦ 375kW/500HP @415V ¦ Coil 220VAC ¦ Aux 0NO+0NC | CONT_POW_3P_AC1_1000A_375kW_500HP_415V_AUX0NO+0NC_COIL220V | Power Contactor – 3P ¦ AC1 1000A ¦ 375kW/500HP @415V ¦ Coil 220VAC ¦ Aux 0NO+0NC | Power Contactor – 3P ¦ AC1 1000A ¦ 375kW/500HP @415V ¦ Coil 220VAC ¦ Aux 0NO+0NC |  | FRAME-9 | [7 empty] | SYSTEM_VOLTAGE_V | 415 | V | MOTOR_KW | 375 | kW | MOTOR_HP | 500 | HP | [15 empty] | POLES | 3P |  | DUTY_TYPE | AC1 |  | COIL | 220VAC |  | AUX_CONTACTS | 0NO+0NC | [13 empty] | 3P | AC1 | 1000 | A | AC | 220 | V | 0NO+0NC | [8 empty] | Schneider | Easy TeSys | LC1E | LC1E630M7 | 2 | CONT_POW_3P_AC1_1000A_375kW_500HP_415V_AUX0NO+0NC_COIL220V |  |  | 212810 | INR | 2025-07-15 | Schneider WEF 15-Jul-2025 | Switching _All_WEF 15th Jul 25.pdf | 8 | Power Contactors LC1E (3 Pole AC Control) | LC1E630 | Entered from Page 8; base LC1E630*, coil M7 column. | ACTIVE | OK
Motor Control | Contactor | Contactor | CONTACTOR¦POWER_CONTACTOR | Power Contactor | CONT_POW_3P_AC1_1000A_375kW_500HP_415V_AUX0NO+0NC_COIL415V | Power Contactor – 3P ¦ AC1 1000A ¦ 375kW/500HP @415V ¦ Coil 415VAC ¦ Aux 0NO+0NC | CONT_POW_3P_AC1_1000A_375kW_500HP_415V_AUX0NO+0NC_COIL415V | Power Contactor – 3P ¦ AC1 1000A ¦ 375kW/500HP @415V ¦ Coil 415VAC ¦ Aux 0NO+0NC | Power Contactor – 3P ¦ AC1 1000A ¦ 375kW/500HP @415V ¦ Coil 415VAC ¦ Aux 0NO+0NC |  | FRAME-9 | [7 empty] | SYSTEM_VOLTAGE_V | 415 | V | MOTOR_KW | 375 | kW | MOTOR_HP | 500 | HP | [15 empty] | POLES | 3P |  | DUTY_TYPE | AC1 |  | COIL | 415VAC |  | AUX_CONTACTS | 0NO+0NC | [13 empty] | 3P | AC1 | 1000 | A | AC | 415 | V | 0NO+0NC | [8 empty] | Schneider | Easy TeSys | LC1E | LC1E630N7 | 2 | CONT_POW_3P_AC1_1000A_375kW_500HP_415V_AUX0NO+0NC_COIL415V |  |  | 251415 | INR | 2025-07-15 | Schneider WEF 15-Jul-2025 | Switching _All_WEF 15th Jul 25.pdf | 8 | Power Contactors LC1E (3 Pole AC Control) | LC1E630 | Entered from Page 8; base LC1E630*, coil N7 column. | ACTIVE | OK
Motor Control | Contactor | Contactor | CONTACTOR¦POWER_CONTACTOR | Power Contactor | CONT_POW_3P_AC3_630A_375kW_500HP_415V_AUX0NO+0NC_COIL220V | Power Contactor – 3P ¦ AC3 630A ¦ 375kW/500HP @415V ¦ Coil 220VAC ¦ Aux 0NO+0NC | CONT_POW_3P_AC3_630A_375kW_500HP_415V_AUX0NO+0NC_COIL220V | Power Contactor – 3P ¦ AC3 630A ¦ 375kW/500HP @415V ¦ Coil 220VAC ¦ Aux 0NO+0NC | Power Contactor – 3P ¦ AC3 630A ¦ 375kW/500HP @415V ¦ Coil 220VAC ¦ Aux 0NO+0NC |  | FRAME-9 | [7 empty] | SYSTEM_VOLTAGE_V | 415 | V | MOTOR_KW | 375 | kW | MOTOR_HP | 500 | HP | [15 empty] | POLES | 3P |  | DUTY_TYPE | AC3 |  | COIL | 220VAC |  | AUX_CONTACTS | 0NO+0NC | [13 empty] | 3P | AC3 | 630 | A | AC | 220 | V | 0NO+0NC | [8 empty] | Schneider | Easy TeSys | LC1E | LC1E630M7 | 2 | CONT_POW_3P_AC3_630A_375kW_500HP_415V_AUX0NO+0NC_COIL220V |  |  | 212810 | INR | 2025-07-15 | Schneider WEF 15-Jul-2025 | Switching _All_WEF 15th Jul 25.pdf | 8 | Power Contactors LC1E (3 Pole AC Control) | LC1E630 | Entered from Page 8; base LC1E630*, coil M7 column. | ACTIVE | OK
Motor Control | Contactor | Contactor | CONTACTOR¦POWER_CONTACTOR | Power Contactor | CONT_POW_3P_AC3_630A_375kW_500HP_415V_AUX0NO+0NC_COIL415V | Power Contactor – 3P ¦ AC3 630A ¦ 375kW/500HP @415V ¦ Coil 415VAC ¦ Aux 0NO+0NC | CONT_POW_3P_AC3_630A_375kW_500HP_415V_AUX0NO+0NC_COIL415V | Power Contactor – 3P ¦ AC3 630A ¦ 375kW/500HP @415V ¦ Coil 415VAC ¦ Aux 0NO+0NC | Power Contactor – 3P ¦ AC3 630A ¦ 375kW/500HP @415V ¦ Coil 415VAC ¦ Aux 0NO+0NC |  | FRAME-9 | [7 empty] | SYSTEM_VOLTAGE_V | 415 | V | MOTOR_KW | 375 | kW | MOTOR_HP | 500 | HP | [15 empty] | POLES | 3P |  | DUTY_TYPE | AC3 |  | COIL | 415VAC |  | AUX_CONTACTS | 0NO+0NC | [13 empty] | 3P | AC3 | 630 | A | AC | 415 | V | 0NO+0NC | [8 empty] | Schneider | Easy TeSys | LC1E | LC1E630N7 | 2 | CONT_POW_3P_AC3_630A_375kW_500HP_415V_AUX0NO+0NC_COIL415V |  |  | 251415 | INR | 2025-07-15 | Schneider WEF 15-Jul-2025 | Switching _All_WEF 15th Jul 25.pdf | 8 | Power Contactors LC1E (3 Pole AC Control) | LC1E630 | Entered from Page 8; base LC1E630*, coil N7 column. | ACTIVE | OK
Motor Control | Contactor | Contactor | CONTACTOR¦POWER_CONTACTOR | Power Contactor | CONT_POW_3P_DC24_AC1_20A_2.2kW_3HP_415V_AUX0NO+1NC | Power Contactor – 3P ¦ AC1 20A ¦ 2.2kW/3HP @415V ¦ Coil 24VDC ¦ Aux 0NO+1NC | CONT_POW_3P_DC24_AC1_20A_2.2kW_3HP_415V_AUX0NO+1NC | Power Contactor – 3P ¦ AC1 20A ¦ 2.2kW/3HP @415V ¦ Coil 24VDC ¦ Aux 0NO+1NC | Power Contactor – 3P ¦ AC1 20A ¦ 2.2kW/3HP @415V ¦ Coil 24VDC ¦ Aux 0NO+1NC |  | FRAME-1 | [7 empty] | SYSTEM_VOLTAGE_V | 415 | V | MOTOR_KW | 2.2 | kW | MOTOR_HP | 3 | HP | [15 empty] | POLES | 3P |  | DUTY_TYPE | AC1 |  | COIL | 24VDC |  | AUX_CONTACTS | 0NO+1NC | [13 empty] | 3P | AC1 | 20 | A | DC | 24 | V | 0NO+1NC | [8 empty] | Schneider | Easy TeSys | LC1E | LC1E0601BD | 2 | CONT_POW_3P_DC24_AC1_20A_2.2kW_3HP_415V_AUX0NO+1NC |  |  | 2875 | INR | 2025-07-15 | Schneider WEF 15-Jul-2025 | Switching _All_WEF 15th Jul 25.pdf | 9 | Power Contactors LC1E (3 Pole DC Control) | LC1E0601 | Page 9 Block A (3P DC control). BD priced SKU column. | ACTIVE | OK
Motor Control | Contactor | Contactor | CONTACTOR¦POWER_CONTACTOR | Power Contactor | CONT_POW_3P_DC24_AC3_6A_2.2kW_3HP_415V_AUX0NO+1NC | Power Contactor – 3P ¦ AC3 6A ¦ 2.2kW/3HP @415V ¦ Coil 24VDC ¦ Aux 0NO+1NC | CONT_POW_3P_DC24_AC3_6A_2.2kW_3HP_415V_AUX0NO+1NC | Power Contactor – 3P ¦ AC3 6A ¦ 2.2kW/3HP @415V ¦ Coil 24VDC ¦ Aux 0NO+1NC | Power Contactor – 3P ¦ AC3 6A ¦ 2.2kW/3HP @415V ¦ Coil 24VDC ¦ Aux 0NO+1NC |  | FRAME-1 | [7 empty] | SYSTEM_VOLTAGE_V | 415 | V | MOTOR_KW | 2.2 | kW | MOTOR_HP | 3 | HP | [15 empty] | POLES | 3P |  | DUTY_TYPE | AC3 |  | COIL | 24VDC |  | AUX_CONTACTS | 0NO+1NC | [13 empty] | 3P | AC3 | 6 | A | DC | 24 | V | 0NO+1NC | [8 empty] | Schneider | Easy TeSys | LC1E | LC1E0601BD | 2 | CONT_POW_3P_DC24_AC3_6A_2.2kW_3HP_415V_AUX0NO+1NC |  |  | 2875 | INR | 2025-07-15 | Schneider WEF 15-Jul-2025 | Switching _All_WEF 15th Jul 25.pdf | 9 | Power Contactors LC1E (3 Pole DC Control) | LC1E0601 | Page 9 Block A (3P DC control). BD priced SKU column. | ACTIVE | OK
Motor Control | Contactor | Contactor | CONTACTOR¦POWER_CONTACTOR | Power Contactor | CONT_POW_3P_DC24_AC1_20A_2.2kW_3HP_415V_AUX1NO+0NC | Power Contactor – 3P ¦ AC1 20A ¦ 2.2kW/3HP @415V ¦ Coil 24VDC ¦ Aux 1NO+0NC | CONT_POW_3P_DC24_AC1_20A_2.2kW_3HP_415V_AUX1NO+0NC | Power Contactor – 3P ¦ AC1 20A ¦ 2.2kW/3HP @415V ¦ Coil 24VDC ¦ Aux 1NO+0NC | Power Contactor – 3P ¦ AC1 20A ¦ 2.2kW/3HP @415V ¦ Coil 24VDC ¦ Aux 1NO+0NC |  | FRAME-1 | [7 empty] | SYSTEM_VOLTAGE_V | 415 | V | MOTOR_KW | 2.2 | kW | MOTOR_HP | 3 | HP | [15 empty] | POLES | 3P |  | DUTY_TYPE | AC1 |  | COIL | 24VDC |  | AUX_CONTACTS | 1NO+0NC | [13 empty] | 3P | AC1 | 20 | A | DC | 24 | V | 1NO+0NC | [8 empty] | Schneider | Easy TeSys | LC1E | LC1E0610BD | 2 | CONT_POW_3P_DC24_AC1_20A_2.2kW_3HP_415V_AUX1NO+0NC |  |  | 2875 | INR | 2025-07-15 | Schneider WEF 15-Jul-2025 | Switching _All_WEF 15th Jul 25.pdf | 9 | Power Contactors LC1E (3 Pole DC Control) | LC1E0610 | Page 9 Block A (3P DC control). BD priced SKU column. | ACTIVE | OK
Motor Control | Contactor | Contactor | CONTACTOR¦POWER_CONTACTOR | Power Contactor | CONT_POW_3P_DC24_AC3_6A_2.2kW_3HP_415V_AUX1NO+0NC | Power Contactor – 3P ¦ AC3 6A ¦ 2.2kW/3HP @415V ¦ Coil 24VDC ¦ Aux 1NO+0NC | CONT_POW_3P_DC24_AC3_6A_2.2kW_3HP_415V_AUX1NO+0NC | Power Contactor – 3P ¦ AC3 6A ¦ 2.2kW/3HP @415V ¦ Coil 24VDC ¦ Aux 1NO+0NC | Power Contactor – 3P ¦ AC3 6A ¦ 2.2kW/3HP @415V ¦ Coil 24VDC ¦ Aux 1NO+0NC |  | FRAME-1 | [7 empty] | SYSTEM_VOLTAGE_V | 415 | V | MOTOR_KW | 2.2 | kW | MOTOR_HP | 3 | HP | [15 empty] | POLES | 3P |  | DUTY_TYPE | AC3 |  | COIL | 24VDC |  | AUX_CONTACTS | 1NO+0NC | [13 empty] | 3P | AC3 | 6 | A | DC | 24 | V | 1NO+0NC | [8 empty] | Schneider | Easy TeSys | LC1E | LC1E0610BD | 2 | CONT_POW_3P_DC24_AC3_6A_2.2kW_3HP_415V_AUX1NO+0NC |  |  | 2875 | INR | 2025-07-15 | Schneider WEF 15-Jul-2025 | Switching _All_WEF 15th Jul 25.pdf | 9 | Power Contactors LC1E (3 Pole DC Control) | LC1E0610 | Page 9 Block A (3P DC control). BD priced SKU column. | ACTIVE | OK
Motor Control | Contactor | Contactor | CONTACTOR¦POWER_CONTACTOR | Power Contactor | CONT_POW_3P_DC24_AC1_25A_4kW_5.5HP_415V_AUX0NO+1NC | Power Contactor – 3P ¦ AC1 25A ¦ 4kW/5.5HP @415V ¦ Coil 24VDC ¦ Aux 0NO+1NC | CONT_POW_3P_DC24_AC1_25A_4kW_5.5HP_415V_AUX0NO+1NC | Power Contactor – 3P ¦ AC1 25A ¦ 4kW/5.5HP @415V ¦ Coil 24VDC ¦ Aux 0NO+1NC | Power Contactor – 3P ¦ AC1 25A ¦ 4kW/5.5HP @415V ¦ Coil 24VDC ¦ Aux 0NO+1NC |  | FRAME-1 | [7 empty] | SYSTEM_VOLTAGE_V | 415 | V | MOTOR_KW | 4 | kW | MOTOR_HP | 5.5 | HP | [15 empty] | POLES | 3P |  | DUTY_TYPE | AC1 |  | COIL | 24VDC |  | AUX_CONTACTS | 0NO+1NC | [13 empty] | 3P | AC1 | 25 | A | DC | 24 | V | 0NO+1NC | [8 empty] | Schneider | Easy TeSys | LC1E | LC1E0901BD | 2 | CONT_POW_3P_DC24_AC1_25A_4kW_5.5HP_415V_AUX0NO+1NC |  |  | 2875 | INR | 2025-07-15 | Schneider WEF 15-Jul-2025 | Switching _All_WEF 15th Jul 25.pdf | 9 | Power Contactors LC1E (3 Pole DC Control) | LC1E0901 | Page 9 Block A (3P DC control). BD priced SKU column. | ACTIVE | OK
Motor Control | Contactor | Contactor | CONTACTOR¦POWER_CONTACTOR | Power Contactor | CONT_POW_3P_DC24_AC3_9A_4kW_5.5HP_415V_AUX0NO+1NC | Power Contactor – 3P ¦ AC3 9A ¦ 4kW/5.5HP @415V ¦ Coil 24VDC ¦ Aux 0NO+1NC | CONT_POW_3P_DC24_AC3_9A_4kW_5.5HP_415V_AUX0NO+1NC | Power Contactor – 3P ¦ AC3 9A ¦ 4kW/5.5HP @415V ¦ Coil 24VDC ¦ Aux 0NO+1NC | Power Contactor – 3P ¦ AC3 9A ¦ 4kW/5.5HP @415V ¦ Coil 24VDC ¦ Aux 0NO+1NC |  | FRAME-1 | [7 empty] | SYSTEM_VOLTAGE_V | 415 | V | MOTOR_KW | 4 | kW | MOTOR_HP | 5.5 | HP | [15 empty] | POLES | 3P |  | DUTY_TYPE | AC3 |  | COIL | 24VDC |  | AUX_CONTACTS | 0NO+1NC | [13 empty] | 3P | AC3 | 9 | A | DC | 24 | V | 0NO+1NC | [8 empty] | Schneider | Easy TeSys | LC1E | LC1E0901BD | 2 | CONT_POW_3P_DC24_AC3_9A_4kW_5.5HP_415V_AUX0NO+1NC |  |  | 2875 | INR | 2025-07-15 | Schneider WEF 15-Jul-2025 | Switching _All_WEF 15th Jul 25.pdf | 9 | Power Contactors LC1E (3 Pole DC Control) | LC1E0901 | Page 9 Block A (3P DC control). BD priced SKU column. | ACTIVE | OK
Motor Control | Contactor | Contactor | CONTACTOR¦POWER_CONTACTOR | Power Contactor | CONT_POW_3P_DC24_AC1_25A_4kW_5.5HP_415V_AUX1NO+0NC | Power Contactor – 3P ¦ AC1 25A ¦ 4kW/5.5HP @415V ¦ Coil 24VDC ¦ Aux 1NO+0NC | CONT_POW_3P_DC24_AC1_25A_4kW_5.5HP_415V_AUX1NO+0NC | Power Contactor – 3P ¦ AC1 25A ¦ 4kW/5.5HP @415V ¦ Coil 24VDC ¦ Aux 1NO+0NC | Power Contactor – 3P ¦ AC1 25A ¦ 4kW/5.5HP @415V ¦ Coil 24VDC ¦ Aux 1NO+0NC |  | FRAME-1 | [7 empty] | SYSTEM_VOLTAGE_V | 415 | V | MOTOR_KW | 4 | kW | MOTOR_HP | 5.5 | HP | [15 empty] | POLES | 3P |  | DUTY_TYPE | AC1 |  | COIL | 24VDC |  | AUX_CONTACTS | 1NO+0NC | [13 empty] | 3P | AC1 | 25 | A | DC | 24 | V | 1NO+0NC | [8 empty] | Schneider | Easy TeSys | LC1E | LC1E0910BD | 2 | CONT_POW_3P_DC24_AC1_25A_4kW_5.5HP_415V_AUX1NO+0NC |  |  | 2875 | INR | 2025-07-15 | Schneider WEF 15-Jul-2025 | Switching _All_WEF 15th Jul 25.pdf | 9 | Power Contactors LC1E (3 Pole DC Control) | LC1E0910 | Page 9 Block A (3P DC control). BD priced SKU column. | ACTIVE | OK
Motor Control | Contactor | Contactor | CONTACTOR¦POWER_CONTACTOR | Power Contactor | CONT_POW_3P_DC24_AC3_9A_4kW_5.5HP_415V_AUX1NO+0NC | Power Contactor – 3P ¦ AC3 9A ¦ 4kW/5.5HP @415V ¦ Coil 24VDC ¦ Aux 1NO+0NC | CONT_POW_3P_DC24_AC3_9A_4kW_5.5HP_415V_AUX1NO+0NC | Power Contactor – 3P ¦ AC3 9A ¦ 4kW/5.5HP @415V ¦ Coil 24VDC ¦ Aux 1NO+0NC | Power Contactor – 3P ¦ AC3 9A ¦ 4kW/5.5HP @415V ¦ Coil 24VDC ¦ Aux 1NO+0NC |  | FRAME-1 | [7 empty] | SYSTEM_VOLTAGE_V | 415 | V | MOTOR_KW | 4 | kW | MOTOR_HP | 5.5 | HP | [15 empty] | POLES | 3P |  | DUTY_TYPE | AC3 |  | COIL | 24VDC |  | AUX_CONTACTS | 1NO+0NC | [13 empty] | 3P | AC3 | 9 | A | DC | 24 | V | 1NO+0NC | [8 empty] | Schneider | Easy TeSys | LC1E | LC1E0910BD | 2 | CONT_POW_3P_DC24_AC3_9A_4kW_5.5HP_415V_AUX1NO+0NC |  |  | 2875 | INR | 2025-07-15 | Schneider WEF 15-Jul-2025 | Switching _All_WEF 15th Jul 25.pdf | 9 | Power Contactors LC1E (3 Pole DC Control) | LC1E0910 | Page 9 Block A (3P DC control). BD priced SKU column. | ACTIVE | OK
Motor Control | Contactor | Contactor | CONTACTOR¦POWER_CONTACTOR | Power Contactor | CONT_POW_3P_DC24_AC1_25A_5.5kW_7.5HP_415V_AUX0NO+1NC | Power Contactor – 3P ¦ AC1 25A ¦ 5.5kW/7.5HP @415V ¦ Coil 24VDC ¦ Aux 0NO+1NC | CONT_POW_3P_DC24_AC1_25A_5.5kW_7.5HP_415V_AUX0NO+1NC | Power Contactor – 3P ¦ AC1 25A ¦ 5.5kW/7.5HP @415V ¦ Coil 24VDC ¦ Aux 0NO+1NC | Power Contactor – 3P ¦ AC1 25A ¦ 5.5kW/7.5HP @415V ¦ Coil 24VDC ¦ Aux 0NO+1NC |  | FRAME-1 | [7 empty] | SYSTEM_VOLTAGE_V | 415 | V | MOTOR_KW | 5.5 | kW | MOTOR_HP | 7.5 | HP | [15 empty] | POLES | 3P |  | DUTY_TYPE | AC1 |  | COIL | 24VDC |  | AUX_CONTACTS | 0NO+1NC | [13 empty] | 3P | AC1 | 25 | A | DC | 24 | V | 0NO+1NC | [8 empty] | Schneider | Easy TeSys | LC1E | LC1E1201BD | 2 | CONT_POW_3P_DC24_AC1_25A_5.5kW_7.5HP_415V_AUX0NO+1NC |  |  | 2975 | INR | 2025-07-15 | Schneider WEF 15-Jul-2025 | Switching _All_WEF 15th Jul 25.pdf | 9 | Power Contactors LC1E (3 Pole DC Control) | LC1E1201 | Page 9 Block A (3P DC control). BD priced SKU column. | ACTIVE | OK
Motor Control | Contactor | Contactor | CONTACTOR¦POWER_CONTACTOR | Power Contactor | CONT_POW_3P_DC24_AC3_12A_5.5kW_7.5HP_415V_AUX0NO+1NC | Power Contactor – 3P ¦ AC3 12A ¦ 5.5kW/7.5HP @415V ¦ Coil 24VDC ¦ Aux 0NO+1NC | CONT_POW_3P_DC24_AC3_12A_5.5kW_7.5HP_415V_AUX0NO+1NC | Power Contactor – 3P ¦ AC3 12A ¦ 5.5kW/7.5HP @415V ¦ Coil 24VDC ¦ Aux 0NO+1NC | Power Contactor – 3P ¦ AC3 12A ¦ 5.5kW/7.5HP @415V ¦ Coil 24VDC ¦ Aux 0NO+1NC |  | FRAME-1 | [7 empty] | SYSTEM_VOLTAGE_V | 415 | V | MOTOR_KW | 5.5 | kW | MOTOR_HP | 7.5 | HP | [15 empty] | POLES | 3P |  | DUTY_TYPE | AC3 |  | COIL | 24VDC |  | AUX_CONTACTS | 0NO+1NC | [13 empty] | 3P | AC3 | 12 | A | DC | 24 | V | 0NO+1NC | [8 empty] | Schneider | Easy TeSys | LC1E | LC1E1201BD | 2 | CONT_POW_3P_DC24_AC3_12A_5.5kW_7.5HP_415V_AUX0NO+1NC |  |  | 2975 | INR | 2025-07-15 | Schneider WEF 15-Jul-2025 | Switching _All_WEF 15th Jul 25.pdf | 9 | Power Contactors LC1E (3 Pole DC Control) | LC1E1201 | Page 9 Block A (3P DC control). BD priced SKU column. | ACTIVE | OK
Motor Control | Contactor | Contactor | CONTACTOR¦POWER_CONTACTOR | Power Contactor | CONT_POW_3P_DC24_AC1_25A_5.5kW_7.5HP_415V_AUX1NO+0NC | Power Contactor – 3P ¦ AC1 25A ¦ 5.5kW/7.5HP @415V ¦ Coil 24VDC ¦ Aux 1NO+0NC | CONT_POW_3P_DC24_AC1_25A_5.5kW_7.5HP_415V_AUX1NO+0NC | Power Contactor – 3P ¦ AC1 25A ¦ 5.5kW/7.5HP @415V ¦ Coil 24VDC ¦ Aux 1NO+0NC | Power Contactor – 3P ¦ AC1 25A ¦ 5.5kW/7.5HP @415V ¦ Coil 24VDC ¦ Aux 1NO+0NC |  | FRAME-1 | [7 empty] | SYSTEM_VOLTAGE_V | 415 | V | MOTOR_KW | 5.5 | kW | MOTOR_HP | 7.5 | HP | [15 empty] | POLES | 3P |  | DUTY_TYPE | AC1 |  | COIL | 24VDC |  | AUX_CONTACTS | 1NO+0NC | [13 empty] | 3P | AC1 | 25 | A | DC | 24 | V | 1NO+0NC | [8 empty] | Schneider | Easy TeSys | LC1E | LC1E1210BD | 2 | CONT_POW_3P_DC24_AC1_25A_5.5kW_7.5HP_415V_AUX1NO+0NC |  |  | 2975 | INR | 2025-07-15 | Schneider WEF 15-Jul-2025 | Switching _All_WEF 15th Jul 25.pdf | 9 | Power Contactors LC1E (3 Pole DC Control) | LC1E1210 | Page 9 Block A (3P DC control). BD priced SKU column. | ACTIVE | OK
Motor Control | Contactor | Contactor | CONTACTOR¦POWER_CONTACTOR | Power Contactor | CONT_POW_3P_DC24_AC3_12A_5.5kW_7.5HP_415V_AUX1NO+0NC | Power Contactor – 3P ¦ AC3 12A ¦ 5.5kW/7.5HP @415V ¦ Coil 24VDC ¦ Aux 1NO+0NC | CONT_POW_3P_DC24_AC3_12A_5.5kW_7.5HP_415V_AUX1NO+0NC | Power Contactor – 3P ¦ AC3 12A ¦ 5.5kW/7.5HP @415V ¦ Coil 24VDC ¦ Aux 1NO+0NC | Power Contactor – 3P ¦ AC3 12A ¦ 5.5kW/7.5HP @415V ¦ Coil 24VDC ¦ Aux 1NO+0NC |  | FRAME-1 | [7 empty] | SYSTEM_VOLTAGE_V | 415 | V | MOTOR_KW | 5.5 | kW | MOTOR_HP | 7.5 | HP | [15 empty] | POLES | 3P |  | DUTY_TYPE | AC3 |  | COIL | 24VDC |  | AUX_CONTACTS | 1NO+0NC | [13 empty] | 3P | AC3 | 12 | A | DC | 24 | V | 1NO+0NC | [8 empty] | Schneider | Easy TeSys | LC1E | LC1E1210BD | 2 | CONT_POW_3P_DC24_AC3_12A_5.5kW_7.5HP_415V_AUX1NO+0NC |  |  | 2975 | INR | 2025-07-15 | Schneider WEF 15-Jul-2025 | Switching _All_WEF 15th Jul 25.pdf | 9 | Power Contactors LC1E (3 Pole DC Control) | LC1E1210 | Page 9 Block A (3P DC control). BD priced SKU column. | ACTIVE | OK
Motor Control | Contactor | Contactor | CONTACTOR¦POWER_CONTACTOR | Power Contactor | CONT_POW_3P_DC24_AC1_32A_9kW_12HP_415V_AUX0NO+1NC | Power Contactor – 3P ¦ AC1 32A ¦ 9kW/12HP @415V ¦ Coil 24VDC ¦ Aux 0NO+1NC | CONT_POW_3P_DC24_AC1_32A_9kW_12HP_415V_AUX0NO+1NC | Power Contactor – 3P ¦ AC1 32A ¦ 9kW/12HP @415V ¦ Coil 24VDC ¦ Aux 0NO+1NC | Power Contactor – 3P ¦ AC1 32A ¦ 9kW/12HP @415V ¦ Coil 24VDC ¦ Aux 0NO+1NC |  | FRAME-1 | [7 empty] | SYSTEM_VOLTAGE_V | 415 | V | MOTOR_KW | 9 | kW | MOTOR_HP | 12 | HP | [15 empty] | POLES | 3P |  | DUTY_TYPE | AC1 |  | COIL | 24VDC |  | AUX_CONTACTS | 0NO+1NC | [13 empty] | 3P | AC1 | 32 | A | DC | 24 | V | 0NO+1NC | [8 empty] | Schneider | Easy TeSys | LC1E | LC1E1801BD | 2 | CONT_POW_3P_DC24_AC1_32A_9kW_12HP_415V_AUX0NO+1NC |  |  | 3470 | INR | 2025-07-15 | Schneider WEF 15-Jul-2025 | Switching _All_WEF 15th Jul 25.pdf | 9 | Power Contactors LC1E (3 Pole DC Control) | LC1E1801 | Page 9 Block A (3P DC control). BD priced SKU column. | ACTIVE | OK
Motor Control | Contactor | Contactor | CONTACTOR¦POWER_CONTACTOR | Power Contactor | CONT_POW_3P_DC24_AC3_18A_9kW_12HP_415V_AUX0NO+1NC | Power Contactor – 3P ¦ AC3 18A ¦ 9kW/12HP @415V ¦ Coil 24VDC ¦ Aux 0NO+1NC | CONT_POW_3P_DC24_AC3_18A_9kW_12HP_415V_AUX0NO+1NC | Power Contactor – 3P ¦ AC3 18A ¦ 9kW/12HP @415V ¦ Coil 24VDC ¦ Aux 0NO+1NC | Power Contactor – 3P ¦ AC3 18A ¦ 9kW/12HP @415V ¦ Coil 24VDC ¦ Aux 0NO+1NC |  | FRAME-1 | [7 empty] | SYSTEM_VOLTAGE_V | 415 | V | MOTOR_KW | 9 | kW | MOTOR_HP | 12 | HP | [15 empty] | POLES | 3P |  | DUTY_TYPE | AC3 |  | COIL | 24VDC |  | AUX_CONTACTS | 0NO+1NC | [13 empty] | 3P | AC3 | 18 | A | DC | 24 | V | 0NO+1NC | [8 empty] | Schneider | Easy TeSys | LC1E | LC1E1801BD | 2 | CONT_POW_3P_DC24_AC3_18A_9kW_12HP_415V_AUX0NO+1NC |  |  | 3470 | INR | 2025-07-15 | Schneider WEF 15-Jul-2025 | Switching _All_WEF 15th Jul 25.pdf | 9 | Power Contactors LC1E (3 Pole DC Control) | LC1E1801 | Page 9 Block A (3P DC control). BD priced SKU column. | ACTIVE | OK
Motor Control | Contactor | Contactor | CONTACTOR¦POWER_CONTACTOR | Power Contactor | CONT_POW_3P_DC24_AC1_32A_9kW_12HP_415V_AUX1NO+0NC | Power Contactor – 3P ¦ AC1 32A ¦ 9kW/12HP @415V ¦ Coil 24VDC ¦ Aux 1NO+0NC | CONT_POW_3P_DC24_AC1_32A_9kW_12HP_415V_AUX1NO+0NC | Power Contactor – 3P ¦ AC1 32A ¦ 9kW/12HP @415V ¦ Coil 24VDC ¦ Aux 1NO+0NC | Power Contactor – 3P ¦ AC1 32A ¦ 9kW/12HP @415V ¦ Coil 24VDC ¦ Aux 1NO+0NC |  | FRAME-1 | [7 empty] | SYSTEM_VOLTAGE_V | 415 | V | MOTOR_KW | 9 | kW | MOTOR_HP | 12 | HP | [15 empty] | POLES | 3P |  | DUTY_TYPE | AC1 |  | COIL | 24VDC |  | AUX_CONTACTS | 1NO+0NC | [13 empty] | 3P | AC1 | 32 | A | DC | 24 | V | 1NO+0NC | [8 empty] | Schneider | Easy TeSys | LC1E | LC1E1810BD | 2 | CONT_POW_3P_DC24_AC1_32A_9kW_12HP_415V_AUX1NO+0NC |  |  | 3470 | INR | 2025-07-15 | Schneider WEF 15-Jul-2025 | Switching _All_WEF 15th Jul 25.pdf | 9 | Power Contactors LC1E (3 Pole DC Control) | LC1E1810 | Page 9 Block A (3P DC control). BD priced SKU column. | ACTIVE | OK
Motor Control | Contactor | Contactor | CONTACTOR¦POWER_CONTACTOR | Power Contactor | CONT_POW_3P_DC24_AC3_18A_9kW_12HP_415V_AUX1NO+0NC | Power Contactor – 3P ¦ AC3 18A ¦ 9kW/12HP @415V ¦ Coil 24VDC ¦ Aux 1NO+0NC | CONT_POW_3P_DC24_AC3_18A_9kW_12HP_415V_AUX1NO+0NC | Power Contactor – 3P ¦ AC3 18A ¦ 9kW/12HP @415V ¦ Coil 24VDC ¦ Aux 1NO+0NC | Power Contactor – 3P ¦ AC3 18A ¦ 9kW/12HP @415V ¦ Coil 24VDC ¦ Aux 1NO+0NC |  | FRAME-1 | [7 empty] | SYSTEM_VOLTAGE_V | 415 | V | MOTOR_KW | 9 | kW | MOTOR_HP | 12 | HP | [15 empty] | POLES | 3P |  | DUTY_TYPE | AC3 |  | COIL | 24VDC |  | AUX_CONTACTS | 1NO+0NC | [13 empty] | 3P | AC3 | 18 | A | DC | 24 | V | 1NO+0NC | [8 empty] | Schneider | Easy TeSys | LC1E | LC1E1810BD | 2 | CONT_POW_3P_DC24_AC3_18A_9kW_12HP_415V_AUX1NO+0NC |  |  | 3470 | INR | 2025-07-15 | Schneider WEF 15-Jul-2025 | Switching _All_WEF 15th Jul 25.pdf | 9 | Power Contactors LC1E (3 Pole DC Control) | LC1E1810 | Page 9 Block A (3P DC control). BD priced SKU column. | ACTIVE | OK
Motor Control | Contactor | Contactor | CONTACTOR¦POWER_CONTACTOR | Power Contactor | CONT_POW_3P_DC24_AC1_36A_11kW_15HP_415V_AUX0NO+1NC | Power Contactor – 3P ¦ AC1 36A ¦ 11kW/15HP @415V ¦ Coil 24VDC ¦ Aux 0NO+1NC | CONT_POW_3P_DC24_AC1_36A_11kW_15HP_415V_AUX0NO+1NC | Power Contactor – 3P ¦ AC1 36A ¦ 11kW/15HP @415V ¦ Coil 24VDC ¦ Aux 0NO+1NC | Power Contactor – 3P ¦ AC1 36A ¦ 11kW/15HP @415V ¦ Coil 24VDC ¦ Aux 0NO+1NC |  | FRAME-1 | [7 empty] | SYSTEM_VOLTAGE_V | 415 | V | MOTOR_KW | 11 | kW | MOTOR_HP | 15 | HP | [15 empty] | POLES | 3P |  | DUTY_TYPE | AC1 |  | COIL | 24VDC |  | AUX_CONTACTS | 0NO+1NC | [13 empty] | 3P | AC1 | 36 | A | DC | 24 | V | 0NO+1NC | [8 empty] | Schneider | Easy TeSys | LC1E | LC1E2501BD | 2 | CONT_POW_3P_DC24_AC1_36A_11kW_15HP_415V_AUX0NO+1NC |  |  | 4760 | INR | 2025-07-15 | Schneider WEF 15-Jul-2025 | Switching _All_WEF 15th Jul 25.pdf | 9 | Power Contactors LC1E (3 Pole DC Control) | LC1E2501 | Page 9 Block A (3P DC control). BD priced SKU column. | ACTIVE | OK
Motor Control | Contactor | Contactor | CONTACTOR¦POWER_CONTACTOR | Power Contactor | CONT_POW_3P_DC24_AC3_25A_11kW_15HP_415V_AUX0NO+1NC | Power Contactor – 3P ¦ AC3 25A ¦ 11kW/15HP @415V ¦ Coil 24VDC ¦ Aux 0NO+1NC | CONT_POW_3P_DC24_AC3_25A_11kW_15HP_415V_AUX0NO+1NC | Power Contactor – 3P ¦ AC3 25A ¦ 11kW/15HP @415V ¦ Coil 24VDC ¦ Aux 0NO+1NC | Power Contactor – 3P ¦ AC3 25A ¦ 11kW/15HP @415V ¦ Coil 24VDC ¦ Aux 0NO+1NC |  | FRAME-1 | [7 empty] | SYSTEM_VOLTAGE_V | 415 | V | MOTOR_KW | 11 | kW | MOTOR_HP | 15 | HP | [15 empty] | POLES | 3P |  | DUTY_TYPE | AC3 |  | COIL | 24VDC |  | AUX_CONTACTS | 0NO+1NC | [13 empty] | 3P | AC3 | 25 | A | DC | 24 | V | 0NO+1NC | [8 empty] | Schneider | Easy TeSys | LC1E | LC1E2501BD | 2 | CONT_POW_3P_DC24_AC3_25A_11kW_15HP_415V_AUX0NO+1NC |  |  | 4760 | INR | 2025-07-15 | Schneider WEF 15-Jul-2025 | Switching _All_WEF 15th Jul 25.pdf | 9 | Power Contactors LC1E (3 Pole DC Control) | LC1E2501 | Page 9 Block A (3P DC control). BD priced SKU column. | ACTIVE | OK
Motor Control | Contactor | Contactor | CONTACTOR¦POWER_CONTACTOR | Power Contactor | CONT_POW_3P_DC24_AC1_36A_11kW_15HP_415V_AUX1NO+0NC | Power Contactor – 3P ¦ AC1 36A ¦ 11kW/15HP @415V ¦ Coil 24VDC ¦ Aux 1NO+0NC | CONT_POW_3P_DC24_AC1_36A_11kW_15HP_415V_AUX1NO+0NC | Power Contactor – 3P ¦ AC1 36A ¦ 11kW/15HP @415V ¦ Coil 24VDC ¦ Aux 1NO+0NC | Power Contactor – 3P ¦ AC1 36A ¦ 11kW/15HP @415V ¦ Coil 24VDC ¦ Aux 1NO+0NC |  | FRAME-1 | [7 empty] | SYSTEM_VOLTAGE_V | 415 | V | MOTOR_KW | 11 | kW | MOTOR_HP | 15 | HP | [15 empty] | POLES | 3P |  | DUTY_TYPE | AC1 |  | COIL | 24VDC |  | AUX_CONTACTS | 1NO+0NC | [13 empty] | 3P | AC1 | 36 | A | DC | 24 | V | 1NO+0NC | [8 empty] | Schneider | Easy TeSys | LC1E | LC1E2510BD | 2 | CONT_POW_3P_DC24_AC1_36A_11kW_15HP_415V_AUX1NO+0NC |  |  | 4760 | INR | 2025-07-15 | Schneider WEF 15-Jul-2025 | Switching _All_WEF 15th Jul 25.pdf | 9 | Power Contactors LC1E (3 Pole DC Control) | LC1E2510 | Page 9 Block A (3P DC control). BD priced SKU column. | ACTIVE | OK
Motor Control | Contactor | Contactor | CONTACTOR¦POWER_CONTACTOR | Power Contactor | CONT_POW_3P_DC24_AC3_25A_11kW_15HP_415V_AUX1NO+0NC | Power Contactor – 3P ¦ AC3 25A ¦ 11kW/15HP @415V ¦ Coil 24VDC ¦ Aux 1NO+0NC | CONT_POW_3P_DC24_AC3_25A_11kW_15HP_415V_AUX1NO+0NC | Power Contactor – 3P ¦ AC3 25A ¦ 11kW/15HP @415V ¦ Coil 24VDC ¦ Aux 1NO+0NC | Power Contactor – 3P ¦ AC3 25A ¦ 11kW/15HP @415V ¦ Coil 24VDC ¦ Aux 1NO+0NC |  | FRAME-1 | [7 empty] | SYSTEM_VOLTAGE_V | 415 | V | MOTOR_KW | 11 | kW | MOTOR_HP | 15 | HP | [15 empty] | POLES | 3P |  | DUTY_TYPE | AC3 |  | COIL | 24VDC |  | AUX_CONTACTS | 1NO+0NC | [13 empty] | 3P | AC3 | 25 | A | DC | 24 | V | 1NO+0NC | [8 empty] | Schneider | Easy TeSys | LC1E | LC1E2510BD | 2 | CONT_POW_3P_DC24_AC3_25A_11kW_15HP_415V_AUX1NO+0NC |  |  | 4760 | INR | 2025-07-15 | Schneider WEF 15-Jul-2025 | Switching _All_WEF 15th Jul 25.pdf | 9 | Power Contactors LC1E (3 Pole DC Control) | LC1E2510 | Page 9 Block A (3P DC control). BD priced SKU column. | ACTIVE | OK
Motor Control | Contactor | Contactor | CONTACTOR¦POWER_CONTACTOR | Power Contactor | CONT_POW_3P_DC24_AC1_50A_15kW_20HP_415V_AUX0NO+1NC | Power Contactor – 3P ¦ AC1 50A ¦ 15kW/20HP @415V ¦ Coil 24VDC ¦ Aux 0NO+1NC | CONT_POW_3P_DC24_AC1_50A_15kW_20HP_415V_AUX0NO+1NC | Power Contactor – 3P ¦ AC1 50A ¦ 15kW/20HP @415V ¦ Coil 24VDC ¦ Aux 0NO+1NC | Power Contactor – 3P ¦ AC1 50A ¦ 15kW/20HP @415V ¦ Coil 24VDC ¦ Aux 0NO+1NC |  | FRAME-1 | [7 empty] | SYSTEM_VOLTAGE_V | 415 | V | MOTOR_KW | 15 | kW | MOTOR_HP | 20 | HP | [15 empty] | POLES | 3P |  | DUTY_TYPE | AC1 |  | COIL | 24VDC |  | AUX_CONTACTS | 0NO+1NC | [13 empty] | 3P | AC1 | 50 | A | DC | 24 | V | 0NO+1NC | [8 empty] | Schneider | Easy TeSys | LC1E | LC1E3201BD | 2 | CONT_POW_3P_DC24_AC1_50A_15kW_20HP_415V_AUX0NO+1NC |  |  | 10415 | INR | 2025-07-15 | Schneider WEF 15-Jul-2025 | Switching _All_WEF 15th Jul 25.pdf | 9 | Power Contactors LC1E (3 Pole DC Control) | LC1E3201 | Page 9 Block A (3P DC control). BD priced SKU column. | ACTIVE | OK
Motor Control | Contactor | Contactor | CONTACTOR¦POWER_CONTACTOR | Power Contactor | CONT_POW_3P_DC24_AC3_32A_15kW_20HP_415V_AUX0NO+1NC | Power Contactor – 3P ¦ AC3 32A ¦ 15kW/20HP @415V ¦ Coil 24VDC ¦ Aux 0NO+1NC | CONT_POW_3P_DC24_AC3_32A_15kW_20HP_415V_AUX0NO+1NC | Power Contactor – 3P ¦ AC3 32A ¦ 15kW/20HP @415V ¦ Coil 24VDC ¦ Aux 0NO+1NC | Power Contactor – 3P ¦ AC3 32A ¦ 15kW/20HP @415V ¦ Coil 24VDC ¦ Aux 0NO+1NC |  | FRAME-1 | [7 empty] | SYSTEM_VOLTAGE_V | 415 | V | MOTOR_KW | 15 | kW | MOTOR_HP | 20 | HP | [15 empty] | POLES | 3P |  | DUTY_TYPE | AC3 |  | COIL | 24VDC |  | AUX_CONTACTS | 0NO+1NC | [13 empty] | 3P | AC3 | 32 | A | DC | 24 | V | 0NO+1NC | [8 empty] | Schneider | Easy TeSys | LC1E | LC1E3201BD | 2 | CONT_POW_3P_DC24_AC3_32A_15kW_20HP_415V_AUX0NO+1NC |  |  | 10415 | INR | 2025-07-15 | Schneider WEF 15-Jul-2025 | Switching _All_WEF 15th Jul 25.pdf | 9 | Power Contactors LC1E (3 Pole DC Control) | LC1E3201 | Page 9 Block A (3P DC control). BD priced SKU column. | ACTIVE | OK
Motor Control | Contactor | Contactor | CONTACTOR¦POWER_CONTACTOR | Power Contactor | CONT_POW_3P_DC24_AC1_50A_15kW_20HP_415V_AUX1NO+0NC | Power Contactor – 3P ¦ AC1 50A ¦ 15kW/20HP @415V ¦ Coil 24VDC ¦ Aux 1NO+0NC | CONT_POW_3P_DC24_AC1_50A_15kW_20HP_415V_AUX1NO+0NC | Power Contactor – 3P ¦ AC1 50A ¦ 15kW/20HP @415V ¦ Coil 24VDC ¦ Aux 1NO+0NC | Power Contactor – 3P ¦ AC1 50A ¦ 15kW/20HP @415V ¦ Coil 24VDC ¦ Aux 1NO+0NC |  | FRAME-1 | [7 empty] | SYSTEM_VOLTAGE_V | 415 | V | MOTOR_KW | 15 | kW | MOTOR_HP | 20 | HP | [15 empty] | POLES | 3P |  | DUTY_TYPE | AC1 |  | COIL | 24VDC |  | AUX_CONTACTS | 1NO+0NC | [13 empty] | 3P | AC1 | 50 | A | DC | 24 | V | 1NO+0NC | [8 empty] | Schneider | Easy TeSys | LC1E | LC1E3210BD | 2 | CONT_POW_3P_DC24_AC1_50A_15kW_20HP_415V_AUX1NO+0NC |  |  | 10415 | INR | 2025-07-15 | Schneider WEF 15-Jul-2025 | Switching _All_WEF 15th Jul 25.pdf | 9 | Power Contactors LC1E (3 Pole DC Control) | LC1E3210 | Page 9 Block A (3P DC control). BD priced SKU column. | ACTIVE | OK
Motor Control | Contactor | Contactor | CONTACTOR¦POWER_CONTACTOR | Power Contactor | CONT_POW_3P_DC24_AC3_32A_15kW_20HP_415V_AUX1NO+0NC | Power Contactor – 3P ¦ AC3 32A ¦ 15kW/20HP @415V ¦ Coil 24VDC ¦ Aux 1NO+0NC | CONT_POW_3P_DC24_AC3_32A_15kW_20HP_415V_AUX1NO+0NC | Power Contactor – 3P ¦ AC3 32A ¦ 15kW/20HP @415V ¦ Coil 24VDC ¦ Aux 1NO+0NC | Power Contactor – 3P ¦ AC3 32A ¦ 15kW/20HP @415V ¦ Coil 24VDC ¦ Aux 1NO+0NC |  | FRAME-1 | [7 empty] | SYSTEM_VOLTAGE_V | 415 | V | MOTOR_KW | 15 | kW | MOTOR_HP | 20 | HP | [15 empty] | POLES | 3P |  | DUTY_TYPE | AC3 |  | COIL | 24VDC |  | AUX_CONTACTS | 1NO+0NC | [13 empty] | 3P | AC3 | 32 | A | DC | 24 | V | 1NO+0NC | [8 empty] | Schneider | Easy TeSys | LC1E | LC1E3210BD | 2 | CONT_POW_3P_DC24_AC3_32A_15kW_20HP_415V_AUX1NO+0NC |  |  | 10415 | INR | 2025-07-15 | Schneider WEF 15-Jul-2025 | Switching _All_WEF 15th Jul 25.pdf | 9 | Power Contactors LC1E (3 Pole DC Control) | LC1E3210 | Page 9 Block A (3P DC control). BD priced SKU column. | ACTIVE | OK
Motor Control | Contactor | Contactor | CONTACTOR¦POWER_CONTACTOR | Power Contactor | CONT_POW_3P_DC24_AC1_50A_18.5kW_25HP_415V_AUX0NO+1NC | Power Contactor – 3P ¦ AC1 50A ¦ 18.5kW/25HP @415V ¦ Coil 24VDC ¦ Aux 0NO+1NC | CONT_POW_3P_DC24_AC1_50A_18.5kW_25HP_415V_AUX0NO+1NC | Power Contactor – 3P ¦ AC1 50A ¦ 18.5kW/25HP @415V ¦ Coil 24VDC ¦ Aux 0NO+1NC | Power Contactor – 3P ¦ AC1 50A ¦ 18.5kW/25HP @415V ¦ Coil 24VDC ¦ Aux 0NO+1NC |  | FRAME-2 | [7 empty] | SYSTEM_VOLTAGE_V | 415 | V | MOTOR_KW | 18.5 | kW | MOTOR_HP | 25 | HP | [15 empty] | POLES | 3P |  | DUTY_TYPE | AC1 |  | COIL | 24VDC |  | AUX_CONTACTS | 0NO+1NC | [13 empty] | 3P | AC1 | 50 | A | DC | 24 | V | 0NO+1NC | [8 empty] | Schneider | Easy TeSys | LC1E | LC1E3801BD | 2 | CONT_POW_3P_DC24_AC1_50A_18.5kW_25HP_415V_AUX0NO+1NC |  |  | 11905 | INR | 2025-07-15 | Schneider WEF 15-Jul-2025 | Switching _All_WEF 15th Jul 25.pdf | 9 | Power Contactors LC1E (3 Pole DC Control) | LC1E3801 | Page 9 Block A (3P DC control). BD priced SKU column. | ACTIVE | OK
Motor Control | Contactor | Contactor | CONTACTOR¦POWER_CONTACTOR | Power Contactor | CONT_POW_3P_DC24_AC3_38A_18.5kW_25HP_415V_AUX0NO+1NC | Power Contactor – 3P ¦ AC3 38A ¦ 18.5kW/25HP @415V ¦ Coil 24VDC ¦ Aux 0NO+1NC | CONT_POW_3P_DC24_AC3_38A_18.5kW_25HP_415V_AUX0NO+1NC | Power Contactor – 3P ¦ AC3 38A ¦ 18.5kW/25HP @415V ¦ Coil 24VDC ¦ Aux 0NO+1NC | Power Contactor – 3P ¦ AC3 38A ¦ 18.5kW/25HP @415V ¦ Coil 24VDC ¦ Aux 0NO+1NC |  | FRAME-2 | [7 empty] | SYSTEM_VOLTAGE_V | 415 | V | MOTOR_KW | 18.5 | kW | MOTOR_HP | 25 | HP | [15 empty] | POLES | 3P |  | DUTY_TYPE | AC3 |  | COIL | 24VDC |  | AUX_CONTACTS | 0NO+1NC | [13 empty] | 3P | AC3 | 38 | A | DC | 24 | V | 0NO+1NC | [8 empty] | Schneider | Easy TeSys | LC1E | LC1E3801BD | 2 | CONT_POW_3P_DC24_AC3_38A_18.5kW_25HP_415V_AUX0NO+1NC |  |  | 11905 | INR | 2025-07-15 | Schneider WEF 15-Jul-2025 | Switching _All_WEF 15th Jul 25.pdf | 9 | Power Contactors LC1E (3 Pole DC Control) | LC1E3801 | Page 9 Block A (3P DC control). BD priced SKU column. | ACTIVE | OK
Motor Control | Contactor | Contactor | CONTACTOR¦POWER_CONTACTOR | Power Contactor | CONT_POW_3P_DC24_AC1_50A_18.5kW_25HP_415V_AUX1NO+0NC | Power Contactor – 3P ¦ AC1 50A ¦ 18.5kW/25HP @415V ¦ Coil 24VDC ¦ Aux 1NO+0NC | CONT_POW_3P_DC24_AC1_50A_18.5kW_25HP_415V_AUX1NO+0NC | Power Contactor – 3P ¦ AC1 50A ¦ 18.5kW/25HP @415V ¦ Coil 24VDC ¦ Aux 1NO+0NC | Power Contactor – 3P ¦ AC1 50A ¦ 18.5kW/25HP @415V ¦ Coil 24VDC ¦ Aux 1NO+0NC |  | FRAME-2 | [7 empty] | SYSTEM_VOLTAGE_V | 415 | V | MOTOR_KW | 18.5 | kW | MOTOR_HP | 25 | HP | [15 empty] | POLES | 3P |  | DUTY_TYPE | AC1 |  | COIL | 24VDC |  | AUX_CONTACTS | 1NO+0NC | [13 empty] | 3P | AC1 | 50 | A | DC | 24 | V | 1NO+0NC | [8 empty] | Schneider | Easy TeSys | LC1E | LC1E3810BD | 2 | CONT_POW_3P_DC24_AC1_50A_18.5kW_25HP_415V_AUX1NO+0NC |  |  | 11905 | INR | 2025-07-15 | Schneider WEF 15-Jul-2025 | Switching _All_WEF 15th Jul 25.pdf | 9 | Power Contactors LC1E (3 Pole DC Control) | LC1E3810 | Page 9 Block A (3P DC control). BD priced SKU column. | ACTIVE | OK
Motor Control | Contactor | Contactor | CONTACTOR¦POWER_CONTACTOR | Power Contactor | CONT_POW_3P_DC24_AC3_38A_18.5kW_25HP_415V_AUX1NO+0NC | Power Contactor – 3P ¦ AC3 38A ¦ 18.5kW/25HP @415V ¦ Coil 24VDC ¦ Aux 1NO+0NC | CONT_POW_3P_DC24_AC3_38A_18.5kW_25HP_415V_AUX1NO+0NC | Power Contactor – 3P ¦ AC3 38A ¦ 18.5kW/25HP @415V ¦ Coil 24VDC ¦ Aux 1NO+0NC | Power Contactor – 3P ¦ AC3 38A ¦ 18.5kW/25HP @415V ¦ Coil 24VDC ¦ Aux 1NO+0NC |  | FRAME-2 | [7 empty] | SYSTEM_VOLTAGE_V | 415 | V | MOTOR_KW | 18.5 | kW | MOTOR_HP | 25 | HP | [15 empty] | POLES | 3P |  | DUTY_TYPE | AC3 |  | COIL | 24VDC |  | AUX_CONTACTS | 1NO+0NC | [13 empty] | 3P | AC3 | 38 | A | DC | 24 | V | 1NO+0NC | [8 empty] | Schneider | Easy TeSys | LC1E | LC1E3810BD | 2 | CONT_POW_3P_DC24_AC3_38A_18.5kW_25HP_415V_AUX1NO+0NC |  |  | 11905 | INR | 2025-07-15 | Schneider WEF 15-Jul-2025 | Switching _All_WEF 15th Jul 25.pdf | 9 | Power Contactors LC1E (3 Pole DC Control) | LC1E3810 | Page 9 Block A (3P DC control). BD priced SKU column. | ACTIVE | OK
Motor Control | Contactor | Contactor | CONTACTOR¦POWER_CONTACTOR | Power Contactor | CONT_POW_3P_AC1_60A_22.0kW_29.0HP_415V_AUX1NO+1NC_COIL24VDC | Power Contactor – 3P ¦ AC1 60A ¦ 22.0kW/29.0HP @415V ¦ Coil 24VDC ¦ Aux 1NO+1NC | CONT_POW_3P_AC1_60A_22.0kW_29.0HP_415V_AUX1NO+1NC_COIL24VDC | Power Contactor – 3P ¦ AC1 60A ¦ 22.0kW/29.0HP @415V ¦ Coil 24VDC ¦ Aux 1NO+1NC | Power Contactor – 3P ¦ AC1 60A ¦ 22.0kW/29.0HP @415V ¦ Coil 24VDC ¦ Aux 1NO+1NC |  | FRAME-3 | [7 empty] | SYSTEM_VOLTAGE_V | 415 | V | MOTOR_KW | 22 | kW | MOTOR_HP | 29 | HP | [15 empty] | POLES | 3P |  | DUTY_TYPE | AC1 |  | COIL | 24VDC |  | AUX_CONTACTS | 1NO+1NC | [13 empty] | 3P | AC1 | 60 | A | DC | 24 | V | 1NO+1NC | [8 empty] | Schneider | Easy TeSys | LC1E | LC1E40BD | 2 | CONT_POW_3P_AC1_60A_22.0kW_29.0HP_415V_AUX1NO+1NC_COIL24VDC |  |  | 19280 | INR | 2025-07-15 | Schneider WEF 15-Jul-2025 | Switching _All_WEF 15th Jul 25.pdf | 9 | Power Contactors LC1E (3 Pole DC Control) | LC1E40 | Page 9 DC control table; BD coil column; row 99 in converted XLSX. | ACTIVE | OK
Motor Control | Contactor | Contactor | CONTACTOR¦POWER_CONTACTOR | Power Contactor | CONT_POW_3P_AC3_40A_22.0kW_29.0HP_415V_AUX1NO+1NC_COIL24VDC | Power Contactor – 3P ¦ AC3 40A ¦ 22.0kW/29.0HP @415V ¦ Coil 24VDC ¦ Aux 1NO+1NC | CONT_POW_3P_AC3_40A_22.0kW_29.0HP_415V_AUX1NO+1NC_COIL24VDC | Power Contactor – 3P ¦ AC3 40A ¦ 22.0kW/29.0HP @415V ¦ Coil 24VDC ¦ Aux 1NO+1NC | Power Contactor – 3P ¦ AC3 40A ¦ 22.0kW/29.0HP @415V ¦ Coil 24VDC ¦ Aux 1NO+1NC |  | FRAME-3 | [7 empty] | SYSTEM_VOLTAGE_V | 415 | V | MOTOR_KW | 22 | kW | MOTOR_HP | 29 | HP | [15 empty] | POLES | 3P |  | DUTY_TYPE | AC3 |  | COIL | 24VDC |  | AUX_CONTACTS | 1NO+1NC | [13 empty] | 3P | AC3 | 40 | A | DC | 24 | V | 1NO+1NC | [8 empty] | Schneider | Easy TeSys | LC1E | LC1E40BD | 2 | CONT_POW_3P_AC3_40A_22.0kW_29.0HP_415V_AUX1NO+1NC_COIL24VDC |  |  | 19280 | INR | 2025-07-15 | Schneider WEF 15-Jul-2025 | Switching _All_WEF 15th Jul 25.pdf | 9 | Power Contactors LC1E (3 Pole DC Control) | LC1E40 | Page 9 DC control table; BD coil column; row 99 in converted XLSX. | ACTIVE | OK
Motor Control | Contactor | Contactor | CONTACTOR¦POWER_CONTACTOR | Power Contactor | CONT_POW_3P_AC1_70A_25.0kW_34.0HP_415V_AUX1NO+1NC_COIL24VDC | Power Contactor – 3P ¦ AC1 70A ¦ 25.0kW/34.0HP @415V ¦ Coil 24VDC ¦ Aux 1NO+1NC | CONT_POW_3P_AC1_70A_25.0kW_34.0HP_415V_AUX1NO+1NC_COIL24VDC | Power Contactor – 3P ¦ AC1 70A ¦ 25.0kW/34.0HP @415V ¦ Coil 24VDC ¦ Aux 1NO+1NC | Power Contactor – 3P ¦ AC1 70A ¦ 25.0kW/34.0HP @415V ¦ Coil 24VDC ¦ Aux 1NO+1NC |  | FRAME-3 | [7 empty] | SYSTEM_VOLTAGE_V | 415 | V | MOTOR_KW | 25 | kW | MOTOR_HP | 34 | HP | [15 empty] | POLES | 3P |  | DUTY_TYPE | AC1 |  | COIL | 24VDC |  | AUX_CONTACTS | 1NO+1NC | [13 empty] | 3P | AC1 | 70 | A | DC | 24 | V | 1NO+1NC | [8 empty] | Schneider | Easy TeSys | LC1E | LC1E5BD | 2 | CONT_POW_3P_AC1_70A_25.0kW_34.0HP_415V_AUX1NO+1NC_COIL24VDC |  |  | 19485 | INR | 2025-07-15 | Schneider WEF 15-Jul-2025 | Switching _All_WEF 15th Jul 25.pdf | 9 | Power Contactors LC1E (3 Pole DC Control) | LC1E5 | Page 9 DC control table; BD coil column; row 100 in converted XLSX. | ACTIVE | OK
Motor Control | Contactor | Contactor | CONTACTOR¦POWER_CONTACTOR | Power Contactor | CONT_POW_3P_AC3_50A_25.0kW_34.0HP_415V_AUX1NO+1NC_COIL24VDC | Power Contactor – 3P ¦ AC3 50A ¦ 25.0kW/34.0HP @415V ¦ Coil 24VDC ¦ Aux 1NO+1NC | CONT_POW_3P_AC3_50A_25.0kW_34.0HP_415V_AUX1NO+1NC_COIL24VDC | Power Contactor – 3P ¦ AC3 50A ¦ 25.0kW/34.0HP @415V ¦ Coil 24VDC ¦ Aux 1NO+1NC | Power Contactor – 3P ¦ AC3 50A ¦ 25.0kW/34.0HP @415V ¦ Coil 24VDC ¦ Aux 1NO+1NC |  | FRAME-3 | [7 empty] | SYSTEM_VOLTAGE_V | 415 | V | MOTOR_KW | 25 | kW | MOTOR_HP | 34 | HP | [15 empty] | POLES | 3P |  | DUTY_TYPE | AC3 |  | COIL | 24VDC |  | AUX_CONTACTS | 1NO+1NC | [13 empty] | 3P | AC3 | 50 | A | DC | 24 | V | 1NO+1NC | [8 empty] | Schneider | Easy TeSys | LC1E | LC1E5BD | 2 | CONT_POW_3P_AC3_50A_25.0kW_34.0HP_415V_AUX1NO+1NC_COIL24VDC |  |  | 19485 | INR | 2025-07-15 | Schneider WEF 15-Jul-2025 | Switching _All_WEF 15th Jul 25.pdf | 9 | Power Contactors LC1E (3 Pole DC Control) | LC1E5 | Page 9 DC control table; BD coil column; row 100 in converted XLSX. | ACTIVE | OK
Motor Control | Contactor | Contactor | CONTACTOR¦POWER_CONTACTOR | Power Contactor | CONT_POW_3P_AC1_80A_37.0kW_50.0HP_415V_AUX1NO+1NC_COIL24VDC | Power Contactor – 3P ¦ AC1 80A ¦ 37.0kW/50.0HP @415V ¦ Coil 24VDC ¦ Aux 1NO+1NC | CONT_POW_3P_AC1_80A_37.0kW_50.0HP_415V_AUX1NO+1NC_COIL24VDC | Power Contactor – 3P ¦ AC1 80A ¦ 37.0kW/50.0HP @415V ¦ Coil 24VDC ¦ Aux 1NO+1NC | Power Contactor – 3P ¦ AC1 80A ¦ 37.0kW/50.0HP @415V ¦ Coil 24VDC ¦ Aux 1NO+1NC |  | FRAME-3 | [7 empty] | SYSTEM_VOLTAGE_V | 415 | V | MOTOR_KW | 37 | kW | MOTOR_HP | 50 | HP | [15 empty] | POLES | 3P |  | DUTY_TYPE | AC1 |  | COIL | 24VDC |  | AUX_CONTACTS | 1NO+1NC | [13 empty] | 3P | AC1 | 80 | A | DC | 24 | V | 1NO+1NC | [8 empty] | Schneider | Easy TeSys | LC1E | LC1E65BD | 2 | CONT_POW_3P_AC1_80A_37.0kW_50.0HP_415V_AUX1NO+1NC_COIL24VDC |  |  | 20385 | INR | 2025-07-15 | Schneider WEF 15-Jul-2025 | Switching _All_WEF 15th Jul 25.pdf | 9 | Power Contactors LC1E (3 Pole DC Control) | LC1E65 | Page 9 DC control table; BD coil column; row 101 in converted XLSX. | ACTIVE | OK
Motor Control | Contactor | Contactor | CONTACTOR¦POWER_CONTACTOR | Power Contactor | CONT_POW_3P_AC3_65A_37.0kW_50.0HP_415V_AUX1NO+1NC_COIL24VDC | Power Contactor – 3P ¦ AC3 65A ¦ 37.0kW/50.0HP @415V ¦ Coil 24VDC ¦ Aux 1NO+1NC | CONT_POW_3P_AC3_65A_37.0kW_50.0HP_415V_AUX1NO+1NC_COIL24VDC | Power Contactor – 3P ¦ AC3 65A ¦ 37.0kW/50.0HP @415V ¦ Coil 24VDC ¦ Aux 1NO+1NC | Power Contactor – 3P ¦ AC3 65A ¦ 37.0kW/50.0HP @415V ¦ Coil 24VDC ¦ Aux 1NO+1NC |  | FRAME-3 | [7 empty] | SYSTEM_VOLTAGE_V | 415 | V | MOTOR_KW | 37 | kW | MOTOR_HP | 50 | HP | [15 empty] | POLES | 3P |  | DUTY_TYPE | AC3 |  | COIL | 24VDC |  | AUX_CONTACTS | 1NO+1NC | [13 empty] | 3P | AC3 | 65 | A | DC | 24 | V | 1NO+1NC | [8 empty] | Schneider | Easy TeSys | LC1E | LC1E65BD | 2 | CONT_POW_3P_AC3_65A_37.0kW_50.0HP_415V_AUX1NO+1NC_COIL24VDC |  |  | 20385 | INR | 2025-07-15 | Schneider WEF 15-Jul-2025 | Switching _All_WEF 15th Jul 25.pdf | 9 | Power Contactors LC1E (3 Pole DC Control) | LC1E65 | Page 9 DC control table; BD coil column; row 101 in converted XLSX. | ACTIVE | OK
Motor Control | Contactor | Contactor | CONTACTOR¦POWER_CONTACTOR | Power Contactor | CONT_POW_3P_AC1_110A_45.0kW_60.0HP_415V_AUX1NO+1NC_COIL24VDC | Power Contactor – 3P ¦ AC1 110A ¦ 45.0kW/60.0HP @415V ¦ Coil 24VDC ¦ Aux 1NO+1NC | CONT_POW_3P_AC1_110A_45.0kW_60.0HP_415V_AUX1NO+1NC_COIL24VDC | Power Contactor – 3P ¦ AC1 110A ¦ 45.0kW/60.0HP @415V ¦ Coil 24VDC ¦ Aux 1NO+1NC | Power Contactor – 3P ¦ AC1 110A ¦ 45.0kW/60.0HP @415V ¦ Coil 24VDC ¦ Aux 1NO+1NC |  | FRAME-4 | [7 empty] | SYSTEM_VOLTAGE_V | 415 | V | MOTOR_KW | 45 | kW | MOTOR_HP | 60 | HP | [15 empty] | POLES | 3P |  | DUTY_TYPE | AC1 |  | COIL | 24VDC |  | AUX_CONTACTS | 1NO+1NC | [13 empty] | 3P | AC1 | 110 | A | DC | 24 | V | 1NO+1NC | [8 empty] | Schneider | Easy TeSys | LC1E | LC1E80BD | 2 | CONT_POW_3P_AC1_110A_45.0kW_60.0HP_415V_AUX1NO+1NC_COIL24VDC |  |  | 26295 | INR | 2025-07-15 | Schneider WEF 15-Jul-2025 | Switching _All_WEF 15th Jul 25.pdf | 9 | Power Contactors LC1E (3 Pole DC Control) | LC1E80 | Page 9 DC control table; BD coil column; row 102 in converted XLSX. | ACTIVE | OK
Motor Control | Contactor | Contactor | CONTACTOR¦POWER_CONTACTOR | Power Contactor | CONT_POW_3P_AC3_80A_45.0kW_60.0HP_415V_AUX1NO+1NC_COIL24VDC | Power Contactor – 3P ¦ AC3 80A ¦ 45.0kW/60.0HP @415V ¦ Coil 24VDC ¦ Aux 1NO+1NC | CONT_POW_3P_AC3_80A_45.0kW_60.0HP_415V_AUX1NO+1NC_COIL24VDC | Power Contactor – 3P ¦ AC3 80A ¦ 45.0kW/60.0HP @415V ¦ Coil 24VDC ¦ Aux 1NO+1NC | Power Contactor – 3P ¦ AC3 80A ¦ 45.0kW/60.0HP @415V ¦ Coil 24VDC ¦ Aux 1NO+1NC |  | FRAME-4 | [7 empty] | SYSTEM_VOLTAGE_V | 415 | V | MOTOR_KW | 45 | kW | MOTOR_HP | 60 | HP | [15 empty] | POLES | 3P |  | DUTY_TYPE | AC3 |  | COIL | 24VDC |  | AUX_CONTACTS | 1NO+1NC | [13 empty] | 3P | AC3 | 80 | A | DC | 24 | V | 1NO+1NC | [8 empty] | Schneider | Easy TeSys | LC1E | LC1E80BD | 2 | CONT_POW_3P_AC3_80A_45.0kW_60.0HP_415V_AUX1NO+1NC_COIL24VDC |  |  | 26295 | INR | 2025-07-15 | Schneider WEF 15-Jul-2025 | Switching _All_WEF 15th Jul 25.pdf | 9 | Power Contactors LC1E (3 Pole DC Control) | LC1E80 | Page 9 DC control table; BD coil column; row 102 in converted XLSX. | ACTIVE | OK
Motor Control | Contactor | Contactor | CONTACTOR¦POWER_CONTACTOR | Power Contactor | CONT_POW_3P_AC1_120A_45.0kW_60.0HP_415V_AUX1NO+1NC_COIL24VDC | Power Contactor – 3P ¦ AC1 120A ¦ 45.0kW/60.0HP @415V ¦ Coil 24VDC ¦ Aux 1NO+1NC | CONT_POW_3P_AC1_120A_45.0kW_60.0HP_415V_AUX1NO+1NC_COIL24VDC | Power Contactor – 3P ¦ AC1 120A ¦ 45.0kW/60.0HP @415V ¦ Coil 24VDC ¦ Aux 1NO+1NC | Power Contactor – 3P ¦ AC1 120A ¦ 45.0kW/60.0HP @415V ¦ Coil 24VDC ¦ Aux 1NO+1NC |  | FRAME-4 | [7 empty] | SYSTEM_VOLTAGE_V | 415 | V | MOTOR_KW | 45 | kW | MOTOR_HP | 60 | HP | [15 empty] | POLES | 3P |  | DUTY_TYPE | AC1 |  | COIL | 24VDC |  | AUX_CONTACTS | 1NO+1NC | [13 empty] | 3P | AC1 | 120 | A | DC | 24 | V | 1NO+1NC | [8 empty] | Schneider | Easy TeSys | LC1E | LC1E95BD | 2 | CONT_POW_3P_AC1_120A_45.0kW_60.0HP_415V_AUX1NO+1NC_COIL24VDC |  |  | 28720 | INR | 2025-07-15 | Schneider WEF 15-Jul-2025 | Switching _All_WEF 15th Jul 25.pdf | 9 | Power Contactors LC1E (3 Pole DC Control) | LC1E95 | Page 9 DC control table; BD coil column; row 103 in converted XLSX. | ACTIVE | OK
Motor Control | Contactor | Contactor | CONTACTOR¦POWER_CONTACTOR | Power Contactor | CONT_POW_3P_AC3_95A_45.0kW_60.0HP_415V_AUX1NO+1NC_COIL24VDC | Power Contactor – 3P ¦ AC3 95A ¦ 45.0kW/60.0HP @415V ¦ Coil 24VDC ¦ Aux 1NO+1NC | CONT_POW_3P_AC3_95A_45.0kW_60.0HP_415V_AUX1NO+1NC_COIL24VDC | Power Contactor – 3P ¦ AC3 95A ¦ 45.0kW/60.0HP @415V ¦ Coil 24VDC ¦ Aux 1NO+1NC | Power Contactor – 3P ¦ AC3 95A ¦ 45.0kW/60.0HP @415V ¦ Coil 24VDC ¦ Aux 1NO+1NC |  | FRAME-4 | [7 empty] | SYSTEM_VOLTAGE_V | 415 | V | MOTOR_KW | 45 | kW | MOTOR_HP | 60 | HP | [15 empty] | POLES | 3P |  | DUTY_TYPE | AC3 |  | COIL | 24VDC |  | AUX_CONTACTS | 1NO+1NC | [13 empty] | 3P | AC3 | 95 | A | DC | 24 | V | 1NO+1NC | [8 empty] | Schneider | Easy TeSys | LC1E | LC1E95BD | 2 | CONT_POW_3P_AC3_95A_45.0kW_60.0HP_415V_AUX1NO+1NC_COIL24VDC |  |  | 28720 | INR | 2025-07-15 | Schneider WEF 15-Jul-2025 | Switching _All_WEF 15th Jul 25.pdf | 9 | Power Contactors LC1E (3 Pole DC Control) | LC1E95 | Page 9 DC control table; BD coil column; row 103 in converted XLSX. | ACTIVE | OK
Motor Control | Contactor | Contactor | CONTACTOR¦POWER_CONTACTOR | Power Contactor | CONT_POW_4P_AC1_25A_AUX4NO_COIL24VAC | Power Contactor – 4P ¦ AC1 25A ¦ Coil 24VAC ¦ Aux 4NO | CONT_POW_4P_AC1_25A_AUX4NO_COIL24VAC | Power Contactor – 4P ¦ AC1 25A ¦ Coil 24VAC ¦ Aux 4NO | Power Contactor – 4P ¦ AC1 25A ¦ Coil 24VAC ¦ Aux 4NO |  | FRAME-1 | [7 empty] | SYSTEM_VOLTAGE_V | 415 | V | [21 empty] | POLES | 4P |  | DUTY_TYPE | AC1 |  | COIL | 24VAC |  | AUX_CONTACTS | 4NO | [13 empty] | 4P | AC1 | 25 | A | AC | 24 | V | 4NO | [8 empty] | Schneider | Easy TeSys | LC1E | LC1E09004B7IN | 2 | CONT_POW_4P_AC1_25A_AUX4NO_COIL24VAC |  |  | 2030 | INR | 2025-07-15 | Schneider WEF 15-Jul-2025 | Switching _All_WEF 15th Jul 25.pdf | 9 | Power Contactors LC1E (4 Pole AC Control) | LC1E09004IN | Page 9 Block B 4P AC control table; price from coil column. | ACTIVE | OK
Motor Control | Contactor | Contactor | CONTACTOR¦POWER_CONTACTOR | Power Contactor | CONT_POW_4P_AC1_25A_AUX4NO_COIL110VAC | Power Contactor – 4P ¦ AC1 25A ¦ Coil 110VAC ¦ Aux 4NO | CONT_POW_4P_AC1_25A_AUX4NO_COIL110VAC | Power Contactor – 4P ¦ AC1 25A ¦ Coil 110VAC ¦ Aux 4NO | Power Contactor – 4P ¦ AC1 25A ¦ Coil 110VAC ¦ Aux 4NO |  | FRAME-1 | [7 empty] | SYSTEM_VOLTAGE_V | 415 | V | [21 empty] | POLES | 4P |  | DUTY_TYPE | AC1 |  | COIL | 110VAC |  | AUX_CONTACTS | 4NO | [13 empty] | 4P | AC1 | 25 | A | AC | 110 | V | 4NO | [8 empty] | Schneider | Easy TeSys | LC1E | LC1E09004F7IN | 2 | CONT_POW_4P_AC1_25A_AUX4NO_COIL110VAC |  |  | 2410 | INR | 2025-07-15 | Schneider WEF 15-Jul-2025 | Switching _All_WEF 15th Jul 25.pdf | 9 | Power Contactors LC1E (4 Pole AC Control) | LC1E09004IN | Page 9 Block B 4P AC control table; price from coil column. | ACTIVE | OK
Motor Control | Contactor | Contactor | CONTACTOR¦POWER_CONTACTOR | Power Contactor | CONT_POW_4P_AC1_25A_AUX4NO_COIL220VAC | Power Contactor – 4P ¦ AC1 25A ¦ Coil 220VAC ¦ Aux 4NO | CONT_POW_4P_AC1_25A_AUX4NO_COIL220VAC | Power Contactor – 4P ¦ AC1 25A ¦ Coil 220VAC ¦ Aux 4NO | Power Contactor – 4P ¦ AC1 25A ¦ Coil 220VAC ¦ Aux 4NO |  | FRAME-1 | [7 empty] | SYSTEM_VOLTAGE_V | 415 | V | [21 empty] | POLES | 4P |  | DUTY_TYPE | AC1 |  | COIL | 220VAC |  | AUX_CONTACTS | 4NO | [13 empty] | 4P | AC1 | 25 | A | AC | 220 | V | 4NO | [8 empty] | Schneider | Easy TeSys | LC1E | LC1E09004M5WBIN | 2 | CONT_POW_4P_AC1_25A_AUX4NO_COIL220VAC |  |  | 2030 | INR | 2025-07-15 | Schneider WEF 15-Jul-2025 | Switching _All_WEF 15th Jul 25.pdf | 9 | Power Contactors LC1E (4 Pole AC Control) | LC1E09004IN | Page 9 Block B 4P AC control table; price from coil column. | ACTIVE | OK
Motor Control | Contactor | Contactor | CONTACTOR¦POWER_CONTACTOR | Power Contactor | CONT_POW_4P_AC1_25A_AUX4NO_COIL415VAC | Power Contactor – 4P ¦ AC1 25A ¦ Coil 415VAC ¦ Aux 4NO | CONT_POW_4P_AC1_25A_AUX4NO_COIL415VAC | Power Contactor – 4P ¦ AC1 25A ¦ Coil 415VAC ¦ Aux 4NO | Power Contactor – 4P ¦ AC1 25A ¦ Coil 415VAC ¦ Aux 4NO |  | FRAME-1 | [7 empty] | SYSTEM_VOLTAGE_V | 415 | V | [21 empty] | POLES | 4P |  | DUTY_TYPE | AC1 |  | COIL | 415VAC |  | AUX_CONTACTS | 4NO | [13 empty] | 4P | AC1 | 25 | A | AC | 415 | V | 4NO | [8 empty] | Schneider | Easy TeSys | LC1E | LC1E09004N5WBIN | 2 | CONT_POW_4P_AC1_25A_AUX4NO_COIL415VAC |  |  | 2410 | INR | 2025-07-15 | Schneider WEF 15-Jul-2025 | Switching _All_WEF 15th Jul 25.pdf | 9 | Power Contactors LC1E (4 Pole AC Control) | LC1E09004IN | Page 9 Block B 4P AC control table; price from coil column. | ACTIVE | OK
Motor Control | Contactor | Contactor | CONTACTOR¦POWER_CONTACTOR | Power Contactor | CONT_POW_4P_AC1_40A_AUX4NO_COIL24VAC | Power Contactor – 4P ¦ AC1 40A ¦ Coil 24VAC ¦ Aux 4NO | CONT_POW_4P_AC1_40A_AUX4NO_COIL24VAC | Power Contactor – 4P ¦ AC1 40A ¦ Coil 24VAC ¦ Aux 4NO | Power Contactor – 4P ¦ AC1 40A ¦ Coil 24VAC ¦ Aux 4NO |  | FRAME-1 | [7 empty] | SYSTEM_VOLTAGE_V | 415 | V | [21 empty] | POLES | 4P |  | DUTY_TYPE | AC1 |  | COIL | 24VAC |  | AUX_CONTACTS | 4NO | [13 empty] | 4P | AC1 | 40 | A | AC | 24 | V | 4NO | [8 empty] | Schneider | Easy TeSys | LC1E | LC1E18004B7IN | 2 | CONT_POW_4P_AC1_40A_AUX4NO_COIL24VAC |  |  | 2640 | INR | 2025-07-15 | Schneider WEF 15-Jul-2025 | Switching _All_WEF 15th Jul 25.pdf | 9 | Power Contactors LC1E (4 Pole AC Control) | LC1E18004IN | Page 9 Block B 4P AC control table; price from coil column. | ACTIVE | OK
Motor Control | Contactor | Contactor | CONTACTOR¦POWER_CONTACTOR | Power Contactor | CONT_POW_4P_AC1_40A_AUX4NO_COIL110VAC | Power Contactor – 4P ¦ AC1 40A ¦ Coil 110VAC ¦ Aux 4NO | CONT_POW_4P_AC1_40A_AUX4NO_COIL110VAC | Power Contactor – 4P ¦ AC1 40A ¦ Coil 110VAC ¦ Aux 4NO | Power Contactor – 4P ¦ AC1 40A ¦ Coil 110VAC ¦ Aux 4NO |  | FRAME-1 | [7 empty] | SYSTEM_VOLTAGE_V | 415 | V | [21 empty] | POLES | 4P |  | DUTY_TYPE | AC1 |  | COIL | 110VAC |  | AUX_CONTACTS | 4NO | [13 empty] | 4P | AC1 | 40 | A | AC | 110 | V | 4NO | [8 empty] | Schneider | Easy TeSys | LC1E | LC1E18004F7IN | 2 | CONT_POW_4P_AC1_40A_AUX4NO_COIL110VAC |  |  | 2640 | INR | 2025-07-15 | Schneider WEF 15-Jul-2025 | Switching _All_WEF 15th Jul 25.pdf | 9 | Power Contactors LC1E (4 Pole AC Control) | LC1E18004IN | Page 9 Block B 4P AC control table; price from coil column. | ACTIVE | OK
Motor Control | Contactor | Contactor | CONTACTOR¦POWER_CONTACTOR | Power Contactor | CONT_POW_4P_AC1_40A_AUX4NO_COIL220VAC | Power Contactor – 4P ¦ AC1 40A ¦ Coil 220VAC ¦ Aux 4NO | CONT_POW_4P_AC1_40A_AUX4NO_COIL220VAC | Power Contactor – 4P ¦ AC1 40A ¦ Coil 220VAC ¦ Aux 4NO | Power Contactor – 4P ¦ AC1 40A ¦ Coil 220VAC ¦ Aux 4NO |  | FRAME-1 | [7 empty] | SYSTEM_VOLTAGE_V | 415 | V | [21 empty] | POLES | 4P |  | DUTY_TYPE | AC1 |  | COIL | 220VAC |  | AUX_CONTACTS | 4NO | [13 empty] | 4P | AC1 | 40 | A | AC | 220 | V | 4NO | [8 empty] | Schneider | Easy TeSys | LC1E | LC1E18004M5WBIN | 2 | CONT_POW_4P_AC1_40A_AUX4NO_COIL220VAC |  |  | 2640 | INR | 2025-07-15 | Schneider WEF 15-Jul-2025 | Switching _All_WEF 15th Jul 25.pdf | 9 | Power Contactors LC1E (4 Pole AC Control) | LC1E18004IN | Page 9 Block B 4P AC control table; price from coil column. | ACTIVE | OK
Motor Control | Contactor | Contactor | CONTACTOR¦POWER_CONTACTOR | Power Contactor | CONT_POW_4P_AC1_40A_AUX4NO_COIL415VAC | Power Contactor – 4P ¦ AC1 40A ¦ Coil 415VAC ¦ Aux 4NO | CONT_POW_4P_AC1_40A_AUX4NO_COIL415VAC | Power Contactor – 4P ¦ AC1 40A ¦ Coil 415VAC ¦ Aux 4NO | Power Contactor – 4P ¦ AC1 40A ¦ Coil 415VAC ¦ Aux 4NO |  | FRAME-1 | [7 empty] | SYSTEM_VOLTAGE_V | 415 | V | [21 empty] | POLES | 4P |  | DUTY_TYPE | AC1 |  | COIL | 415VAC |  | AUX_CONTACTS | 4NO | [13 empty] | 4P | AC1 | 40 | A | AC | 415 | V | 4NO | [8 empty] | Schneider | Easy TeSys | LC1E | LC1E18004N5WBIN | 2 | CONT_POW_4P_AC1_40A_AUX4NO_COIL415VAC |  |  | 2640 | INR | 2025-07-15 | Schneider WEF 15-Jul-2025 | Switching _All_WEF 15th Jul 25.pdf | 9 | Power Contactors LC1E (4 Pole AC Control) | LC1E18004IN | Page 9 Block B 4P AC control table; price from coil column. | ACTIVE | OK
Motor Control | Contactor | Contactor | CONTACTOR¦POWER_CONTACTOR | Power Contactor | CONT_POW_4P_AC1_55A_AUX4NO_COIL110VAC | Power Contactor – 4P ¦ AC1 55A ¦ Coil 110VAC ¦ Aux 4NO | CONT_POW_4P_AC1_55A_AUX4NO_COIL110VAC | Power Contactor – 4P ¦ AC1 55A ¦ Coil 110VAC ¦ Aux 4NO | Power Contactor – 4P ¦ AC1 55A ¦ Coil 110VAC ¦ Aux 4NO |  | FRAME-2 | [7 empty] | SYSTEM_VOLTAGE_V | 415 | V | [21 empty] | POLES | 4P |  | DUTY_TYPE | AC1 |  | COIL | 110VAC |  | AUX_CONTACTS | 4NO | [13 empty] | 4P | AC1 | 55 | A | AC | 110 | V | 4NO | [8 empty] | Schneider | Easy TeSys | LC1E | LC1E32004F7IN | 2 | CONT_POW_4P_AC1_55A_AUX4NO_COIL110VAC |  |  | 5640 | INR | 2025-07-15 | Schneider WEF 15-Jul-2025 | Switching _All_WEF 15th Jul 25.pdf | 9 | Power Contactors LC1E (4 Pole AC Control) | LC1E32004IN | Page 9 Block B 4P AC control table; price from coil column. | ACTIVE | OK
Motor Control | Contactor | Contactor | CONTACTOR¦POWER_CONTACTOR | Power Contactor | CONT_POW_4P_AC1_55A_AUX4NO_COIL220VAC | Power Contactor – 4P ¦ AC1 55A ¦ Coil 220VAC ¦ Aux 4NO | CONT_POW_4P_AC1_55A_AUX4NO_COIL220VAC | Power Contactor – 4P ¦ AC1 55A ¦ Coil 220VAC ¦ Aux 4NO | Power Contactor – 4P ¦ AC1 55A ¦ Coil 220VAC ¦ Aux 4NO |  | FRAME-2 | [7 empty] | SYSTEM_VOLTAGE_V | 415 | V | [21 empty] | POLES | 4P |  | DUTY_TYPE | AC1 |  | COIL | 220VAC |  | AUX_CONTACTS | 4NO | [13 empty] | 4P | AC1 | 55 | A | AC | 220 | V | 4NO | [8 empty] | Schneider | Easy TeSys | LC1E | LC1E32004M5WBIN | 2 | CONT_POW_4P_AC1_55A_AUX4NO_COIL220VAC |  |  | 5640 | INR | 2025-07-15 | Schneider WEF 15-Jul-2025 | Switching _All_WEF 15th Jul 25.pdf | 9 | Power Contactors LC1E (4 Pole AC Control) | LC1E32004IN | Page 9 Block B 4P AC control table; price from coil column. | ACTIVE | OK
Motor Control | Contactor | Contactor | CONTACTOR¦POWER_CONTACTOR | Power Contactor | CONT_POW_4P_AC1_75A_AUX4NO_COIL24VAC | Power Contactor – 4P ¦ AC1 75A ¦ Coil 24VAC ¦ Aux 4NO | CONT_POW_4P_AC1_75A_AUX4NO_COIL24VAC | Power Contactor – 4P ¦ AC1 75A ¦ Coil 24VAC ¦ Aux 4NO | Power Contactor – 4P ¦ AC1 75A ¦ Coil 24VAC ¦ Aux 4NO |  | FRAME-3 | [7 empty] | SYSTEM_VOLTAGE_V | 415 | V | [21 empty] | POLES | 4P |  | DUTY_TYPE | AC1 |  | COIL | 24VAC |  | AUX_CONTACTS | 4NO | [13 empty] | 4P | AC1 | 75 | A | AC | 24 | V | 4NO | [8 empty] | Schneider | Easy TeSys | LC1E | LC1E40004B7IN | 2 | CONT_POW_4P_AC1_75A_AUX4NO_COIL24VAC |  |  | 12440 | INR | 2025-07-15 | Schneider WEF 15-Jul-2025 | Switching _All_WEF 15th Jul 25.pdf | 9 | Power Contactors LC1E (4 Pole AC Control) | LC1E40004IN | Page 9 Block B 4P AC control table; price from coil column. | ACTIVE | OK
Motor Control | Contactor | Contactor | CONTACTOR¦POWER_CONTACTOR | Power Contactor | CONT_POW_4P_AC1_75A_AUX4NO_COIL110VAC | Power Contactor – 4P ¦ AC1 75A ¦ Coil 110VAC ¦ Aux 4NO | CONT_POW_4P_AC1_75A_AUX4NO_COIL110VAC | Power Contactor – 4P ¦ AC1 75A ¦ Coil 110VAC ¦ Aux 4NO | Power Contactor – 4P ¦ AC1 75A ¦ Coil 110VAC ¦ Aux 4NO |  | FRAME-3 | [7 empty] | SYSTEM_VOLTAGE_V | 415 | V | [21 empty] | POLES | 4P |  | DUTY_TYPE | AC1 |  | COIL | 110VAC |  | AUX_CONTACTS | 4NO | [13 empty] | 4P | AC1 | 75 | A | AC | 110 | V | 4NO | [8 empty] | Schneider | Easy TeSys | LC1E | LC1E40004F7IN | 2 | CONT_POW_4P_AC1_75A_AUX4NO_COIL110VAC |  |  | 12440 | INR | 2025-07-15 | Schneider WEF 15-Jul-2025 | Switching _All_WEF 15th Jul 25.pdf | 9 | Power Contactors LC1E (4 Pole AC Control) | LC1E40004IN | Page 9 Block B 4P AC control table; price from coil column. | ACTIVE | OK
Motor Control | Contactor | Contactor | CONTACTOR¦POWER_CONTACTOR | Power Contactor | CONT_POW_4P_AC1_75A_AUX4NO_COIL220VAC | Power Contactor – 4P ¦ AC1 75A ¦ Coil 220VAC ¦ Aux 4NO | CONT_POW_4P_AC1_75A_AUX4NO_COIL220VAC | Power Contactor – 4P ¦ AC1 75A ¦ Coil 220VAC ¦ Aux 4NO | Power Contactor – 4P ¦ AC1 75A ¦ Coil 220VAC ¦ Aux 4NO |  | FRAME-3 | [7 empty] | SYSTEM_VOLTAGE_V | 415 | V | [21 empty] | POLES | 4P |  | DUTY_TYPE | AC1 |  | COIL | 220VAC |  | AUX_CONTACTS | 4NO | [13 empty] | 4P | AC1 | 75 | A | AC | 220 | V | 4NO | [8 empty] | Schneider | Easy TeSys | LC1E | LC1E40004M5WBIN | 2 | CONT_POW_4P_AC1_75A_AUX4NO_COIL220VAC |  |  | 10280 | INR | 2025-07-15 | Schneider WEF 15-Jul-2025 | Switching _All_WEF 15th Jul 25.pdf | 9 | Power Contactors LC1E (4 Pole AC Control) | LC1E40004IN | Page 9 Block B 4P AC control table; price from coil column. | ACTIVE | OK
Motor Control | Contactor | Contactor | CONTACTOR¦POWER_CONTACTOR | Power Contactor | CONT_POW_4P_AC1_75A_AUX4NO_COIL415VAC | Power Contactor – 4P ¦ AC1 75A ¦ Coil 415VAC ¦ Aux 4NO | CONT_POW_4P_AC1_75A_AUX4NO_COIL415VAC | Power Contactor – 4P ¦ AC1 75A ¦ Coil 415VAC ¦ Aux 4NO | Power Contactor – 4P ¦ AC1 75A ¦ Coil 415VAC ¦ Aux 4NO |  | FRAME-3 | [7 empty] | SYSTEM_VOLTAGE_V | 415 | V | [21 empty] | POLES | 4P |  | DUTY_TYPE | AC1 |  | COIL | 415VAC |  | AUX_CONTACTS | 4NO | [13 empty] | 4P | AC1 | 75 | A | AC | 415 | V | 4NO | [8 empty] | Schneider | Easy TeSys | LC1E | LC1E40004N5WBIN | 2 | CONT_POW_4P_AC1_75A_AUX4NO_COIL415VAC |  |  | 12440 | INR | 2025-07-15 | Schneider WEF 15-Jul-2025 | Switching _All_WEF 15th Jul 25.pdf | 9 | Power Contactors LC1E (4 Pole AC Control) | LC1E40004IN | Page 9 Block B 4P AC control table; price from coil column. | ACTIVE | OK
Motor Control | Contactor | Contactor | CONTACTOR¦POWER_CONTACTOR | Power Contactor | CONT_POW_4P_AC1_110A_AUX4NO_COIL24VAC | Power Contactor – 4P ¦ AC1 110A ¦ Coil 24VAC ¦ Aux 4NO | CONT_POW_4P_AC1_110A_AUX4NO_COIL24VAC | Power Contactor – 4P ¦ AC1 110A ¦ Coil 24VAC ¦ Aux 4NO | Power Contactor – 4P ¦ AC1 110A ¦ Coil 24VAC ¦ Aux 4NO |  | FRAME-4 | [7 empty] | SYSTEM_VOLTAGE_V | 415 | V | [21 empty] | POLES | 4P |  | DUTY_TYPE | AC1 |  | COIL | 24VAC |  | AUX_CONTACTS | 4NO | [13 empty] | 4P | AC1 | 110 | A | AC | 24 | V | 4NO | [8 empty] | Schneider | Easy TeSys | LC1E | LC1E80004B7IN | 2 | CONT_POW_4P_AC1_110A_AUX4NO_COIL24VAC |  |  | 21310 | INR | 2025-07-15 | Schneider WEF 15-Jul-2025 | Switching _All_WEF 15th Jul 25.pdf | 9 | Power Contactors LC1E (4 Pole AC Control) | LC1E80004IN | Page 9 Block B 4P AC control table; price from coil column. | ACTIVE | OK
Motor Control | Contactor | Contactor | CONTACTOR¦POWER_CONTACTOR | Power Contactor | CONT_POW_4P_AC1_110A_AUX4NO_COIL110VAC | Power Contactor – 4P ¦ AC1 110A ¦ Coil 110VAC ¦ Aux 4NO | CONT_POW_4P_AC1_110A_AUX4NO_COIL110VAC | Power Contactor – 4P ¦ AC1 110A ¦ Coil 110VAC ¦ Aux 4NO | Power Contactor – 4P ¦ AC1 110A ¦ Coil 110VAC ¦ Aux 4NO |  | FRAME-4 | [7 empty] | SYSTEM_VOLTAGE_V | 415 | V | [21 empty] | POLES | 4P |  | DUTY_TYPE | AC1 |  | COIL | 110VAC |  | AUX_CONTACTS | 4NO | [13 empty] | 4P | AC1 | 110 | A | AC | 110 | V | 4NO | [8 empty] | Schneider | Easy TeSys | LC1E | LC1E80004F7IN | 2 | CONT_POW_4P_AC1_110A_AUX4NO_COIL110VAC |  |  | 21310 | INR | 2025-07-15 | Schneider WEF 15-Jul-2025 | Switching _All_WEF 15th Jul 25.pdf | 9 | Power Contactors LC1E (4 Pole AC Control) | LC1E80004IN | Page 9 Block B 4P AC control table; price from coil column. | ACTIVE | OK
Motor Control | Contactor | Contactor | CONTACTOR¦POWER_CONTACTOR | Power Contactor | CONT_POW_4P_AC1_110A_AUX4NO_COIL220VAC | Power Contactor – 4P ¦ AC1 110A ¦ Coil 220VAC ¦ Aux 4NO | CONT_POW_4P_AC1_110A_AUX4NO_COIL220VAC | Power Contactor – 4P ¦ AC1 110A ¦ Coil 220VAC ¦ Aux 4NO | Power Contactor – 4P ¦ AC1 110A ¦ Coil 220VAC ¦ Aux 4NO |  | FRAME-4 | [7 empty] | SYSTEM_VOLTAGE_V | 415 | V | [21 empty] | POLES | 4P |  | DUTY_TYPE | AC1 |  | COIL | 220VAC |  | AUX_CONTACTS | 4NO | [13 empty] | 4P | AC1 | 110 | A | AC | 220 | V | 4NO | [8 empty] | Schneider | Easy TeSys | LC1E | LC1E80004M5WBIN | 2 | CONT_POW_4P_AC1_110A_AUX4NO_COIL220VAC |  |  | 17620 | INR | 2025-07-15 | Schneider WEF 15-Jul-2025 | Switching _All_WEF 15th Jul 25.pdf | 9 | Power Contactors LC1E (4 Pole AC Control) | LC1E80004IN | Page 9 Block B 4P AC control table; price from coil column. | ACTIVE | OK
Motor Control | Contactor | Contactor | CONTACTOR¦POWER_CONTACTOR | Power Contactor | CONT_POW_3P_AC1_25A_4kW_5.5HP_415V_AUX0NO+1NC | Power Contactor – 3P ¦ AC1 25A ¦ 4kW/5.5HP @415V ¦ Aux 0NO+1NC | CONT_POW_3P_AC1_25A_4kW_5.5HP_415V_AUX0NO+1NC | Power Contactor – 3P ¦ AC1 25A ¦ 4kW/5.5HP @415V ¦ Aux 0NO+1NC ¦ Coil 110V AC | Power Contactor – 3P ¦ AC1 25A ¦ 4kW/5.5HP @415V ¦ Aux 0NO+1NC ¦ Coil 110V AC |  | FRAME-1 | [7 empty] | SYSTEM_VOLTAGE_V | 415 | V | MOTOR_KW | 4 | kW | MOTOR_HP | 5.5 | HP | [15 empty] | POLES | 3P |  | DUTY_TYPE | AC1 |  | COIL | 110VAC |  | AUX_CONTACTS | 0NO+1NC | [13 empty] | 3P | AC1 | 25 | A | AC | 110 | VAC | 0NO+1NC | [8 empty] | Schneider | Easy TeSys | LC1D | LC1D09F7 | 2 | CONT_POW_3P_AC1_25A_4kW_5.5HP_415V_AUX0NO+1NC |  |  | 2135 | INR | 2025-07-15 | Schneider WEF 15-Jul-2025 | Switching _All_WEF 15th Jul 25.pdf | 8 | Power Contactors LC1E (3 Pole AC Control) | LC1E0601 | Base reference LC1E0601*, coil M7 column. Entered from Page 8. | ACTIVE | OK
Motor Control | Contactor | Contactor | CONTACTOR¦POWER_CONTACTOR | Power Contactor | CONT_POW_3P_AC1_25A_4kW_5.5HP_415V_AUX0NO+1NC | Power Contactor – 3P ¦ AC1 25A ¦ 4kW/5.5HP @415V ¦ Aux 0NO+1NC | CONT_POW_3P_AC1_25A_4kW_5.5HP_415V_AUX0NO+1NC | Power Contactor – 3P ¦ AC1 25A ¦ 4kW/5.5HP @415V ¦ Aux 0NO+1NC ¦ Coil 220V AC | Power Contactor – 3P ¦ AC1 25A ¦ 4kW/5.5HP @415V ¦ Aux 0NO+1NC ¦ Coil 220V AC |  | FRAME-1 | [7 empty] | SYSTEM_VOLTAGE_V | 415 | V | MOTOR_KW | 4 | kW | MOTOR_HP | 5.5 | HP | [15 empty] | POLES | 3P |  | DUTY_TYPE | AC1 |  | COIL | 220VAC |  | AUX_CONTACTS | 0NO+1NC | [13 empty] | 3P | AC1 | 25 | A | AC | 220 | VAC | 0NO+1NC | [8 empty] | Schneider | Easy TeSys | LC1D | LC1D09M7 | 2 | CONT_POW_3P_AC1_25A_4kW_5.5HP_415V_AUX0NO+1NC |  |  | 2135 | INR | 2025-07-15 | Schneider WEF 15-Jul-2025 | Switching _All_WEF 15th Jul 25.pdf | 8 | Power Contactors LC1E (3 Pole AC Control) | LC1E0601 | Base reference LC1E0601*, coil M7 column. Entered from Page 8. | ACTIVE | OK
Motor Control | Contactor | Contactor | CONTACTOR¦POWER_CONTACTOR | Power Contactor | CONT_POW_3P_AC1_25A_4kW_5.5HP_415V_AUX0NO+1NC | Power Contactor – 3P ¦ AC1 25A ¦ 4kW/5.5HP @415V ¦ Aux 0NO+1NC | CONT_POW_3P_AC1_25A_4kW_5.5HP_415V_AUX0NO+1NC | Power Contactor – 3P ¦ AC1 25A ¦ 4kW/5.5HP @415V ¦ Aux 0NO+1NC ¦ Coil 415V AC | Power Contactor – 3P ¦ AC1 25A ¦ 4kW/5.5HP @415V ¦ Aux 0NO+1NC ¦ Coil 415V AC |  | FRAME-1 | [7 empty] | SYSTEM_VOLTAGE_V | 415 | V | MOTOR_KW | 4 | kW | MOTOR_HP | 5.5 | HP | [15 empty] | POLES | 3P |  | DUTY_TYPE | AC1 |  | COIL | 415VAC |  | AUX_CONTACTS | 0NO+1NC | [13 empty] | 3P | AC1 | 25 | A | AC | 415 | VAC | 0NO+1NC | [8 empty] | Schneider | Easy TeSys | LC1D | LC1D09N7 | 2 | CONT_POW_3P_AC1_25A_4kW_5.5HP_415V_AUX0NO+1NC |  |  | 2135 | INR | 2025-07-15 | Schneider WEF 15-Jul-2025 | Switching _All_WEF 15th Jul 25.pdf | 8 | Power Contactors LC1E (3 Pole AC Control) | LC1E0601 | Base reference LC1E0601*, coil M7 column. Entered from Page 8. | ACTIVE | OK
Motor Control | Contactor | Contactor | CONTACTOR¦POWER_CONTACTOR | Power Contactor | CONT_POW_3P_AC3_9A_4kW_5.5HP_415V_AUX0NO+1NC | Power Contactor – 3P ¦ AC3 9A ¦ 4kW/5.5HP @415V ¦ Aux 0NO+1NC | CONT_POW_3P_AC3_9A_4kW_5.5HP_415V_AUX0NO+1NC | Power Contactor – 3P ¦ AC3 9A ¦ 4kW/5.5HP @415V ¦ Aux 0NO+1NC ¦ Coil 110V AC | Power Contactor – 3P ¦ AC3 9A ¦ 4kW/5.5HP @415V ¦ Aux 0NO+1NC ¦ Coil 110V AC |  | FRAME-1 | [7 empty] | SYSTEM_VOLTAGE_V | 415 | V | MOTOR_KW | 4 | kW | MOTOR_HP | 5.5 | HP | [15 empty] | POLES | 3P |  | DUTY_TYPE | AC1 |  | COIL | 110VAC |  | AUX_CONTACTS | 0NO+1NC | [13 empty] | 3P | AC3 | 9 | A | AC | 110 | VAC | 0NO+1NC | [8 empty] | Schneider | Easy TeSys | LC1D | LC1D09F7 | 2 | CONT_POW_3P_AC3_9A_4kW_5.5HP_415V_AUX0NO+1NC |  |  | 2135 | INR | 2025-07-15 | Schneider WEF 15-Jul-2025 | Switching _All_WEF 15th Jul 25.pdf | 8 | Power Contactors LC1E (3 Pole AC Control) | LC1E0601 | Base reference LC1E0601*, coil M7 column. Entered from Page 8. | ACTIVE | OK
Motor Control | Contactor | Contactor | CONTACTOR¦POWER_CONTACTOR | Power Contactor | CONT_POW_3P_AC3_9A_4kW_5.5HP_415V_AUX0NO+1NC | Power Contactor – 3P ¦ AC3 9A ¦ 4kW/5.5HP @415V ¦ Aux 0NO+1NC | CONT_POW_3P_AC3_9A_4kW_5.5HP_415V_AUX0NO+1NC | Power Contactor – 3P ¦ AC3 9A ¦ 4kW/5.5HP @415V ¦ Aux 0NO+1NC ¦ Coil 220V AC | Power Contactor – 3P ¦ AC3 9A ¦ 4kW/5.5HP @415V ¦ Aux 0NO+1NC ¦ Coil 220V AC |  | FRAME-1 | [7 empty] | SYSTEM_VOLTAGE_V | 415 | V | MOTOR_KW | 4 | kW | MOTOR_HP | 5.5 | HP | [15 empty] | POLES | 3P |  | DUTY_TYPE | AC1 |  | COIL | 220VAC |  | AUX_CONTACTS | 0NO+1NC | [13 empty] | 3P | AC3 | 9 | A | AC | 220 | VAC | 0NO+1NC | [8 empty] | Schneider | Easy TeSys | LC1D | LC1D09M7 | 2 | CONT_POW_3P_AC3_9A_4kW_5.5HP_415V_AUX0NO+1NC |  |  | 2135 | INR | 2025-07-15 | Schneider WEF 15-Jul-2025 | Switching _All_WEF 15th Jul 25.pdf | 8 | Power Contactors LC1E (3 Pole AC Control) | LC1E0601 | Base reference LC1E0601*, coil M7 column. Entered from Page 8. | ACTIVE | OK
Motor Control | Contactor | Contactor | CONTACTOR¦POWER_CONTACTOR | Power Contactor | CONT_POW_3P_AC3_9A_4kW_5.5HP_415V_AUX0NO+1NC | Power Contactor – 3P ¦ AC3 9A ¦ 4kW/5.5HP @415V ¦ Aux 0NO+1NC | CONT_POW_3P_AC3_9A_4kW_5.5HP_415V_AUX0NO+1NC | Power Contactor – 3P ¦ AC3 9A ¦ 4kW/5.5HP @415V ¦ Aux 0NO+1NC ¦ Coil 415V AC | Power Contactor – 3P ¦ AC3 9A ¦ 4kW/5.5HP @415V ¦ Aux 0NO+1NC ¦ Coil 415V AC |  | FRAME-1 | [7 empty] | SYSTEM_VOLTAGE_V | 415 | V | MOTOR_KW | 4 | kW | MOTOR_HP | 5.5 | HP | [15 empty] | POLES | 3P |  | DUTY_TYPE | AC1 |  | COIL | 415VAC |  | AUX_CONTACTS | 0NO+1NC | [13 empty] | 3P | AC3 | 9 | A | AC | 415 | VAC | 0NO+1NC | [8 empty] | Schneider | Easy TeSys | LC1D | LC1D09N7 | 2 | CONT_POW_3P_AC3_9A_4kW_5.5HP_415V_AUX0NO+1NC |  |  | 2135 | INR | 2025-07-15 | Schneider WEF 15-Jul-2025 | Switching _All_WEF 15th Jul 25.pdf | 8 | Power Contactors LC1E (3 Pole AC Control) | LC1E0601 | Base reference LC1E0601*, coil M7 column. Entered from Page 8. | ACTIVE | OK
Motor Control | Contactor | Contactor | CONTACTOR¦POWER_CONTACTOR | Power Contactor | CONT_POW_3P_AC1_25A_5.5kW_7.5HP_415V_AUX0NO+1NC_COIL110V | Power Contactor – 3P ¦ AC1 25A ¦ 5.5kW/7.5HP @415V ¦ Coil 220VAC ¦ Aux 0NO+1NC | CONT_POW_3P_AC1_25A_5.5kW_7.5HP_415V_AUX0NO+1NC_COIL110V | Power Contactor – 3P ¦ AC1 25A ¦ 5.5kW/7.5HP @415V ¦ Aux 0NO+1NC ¦ Coil 110V AC | Power Contactor – 3P ¦ AC1 25A ¦ 5.5kW/7.5HP @415V ¦ Aux 0NO+1NC ¦ Coil 110V AC |  | FRAME-1 | [7 empty] | SYSTEM_VOLTAGE_V | 415 | V | MOTOR_KW | 5.5 | kW | MOTOR_HP | 7.5 | HP | [15 empty] | POLES | 3P |  | DUTY_TYPE | AC1 |  | COIL | 110VAC |  | AUX_CONTACTS | 0NO+1NC | [13 empty] | 3P | AC1 | 25 | A | AC | 110 | VAC | 0NO+1NC | [8 empty] | Schneider | Easy TeSys | LC1D | LC1D12F7 | 2 | CONT_POW_3P_AC1_25A_5.5kW_7.5HP_415V_AUX0NO+1NC_COIL110V |  |  | 2405 | INR | 2025-07-15 | Schneider WEF 15-Jul-2025 | Switching _All_WEF 15th Jul 25.pdf | 8 | Power Contactors LC1E (3 Pole AC Control) | LC1E1201 | Entered from Page 8; base LC1E1201*, coil M7 column. | ACTIVE | OK
Motor Control | Contactor | Contactor | CONTACTOR¦POWER_CONTACTOR | Power Contactor | CONT_POW_3P_AC1_25A_5.5kW_7.5HP_415V_AUX0NO+1NC_COIL220V | Power Contactor – 3P ¦ AC1 25A ¦ 5.5kW/7.5HP @415V ¦ Coil 220VAC ¦ Aux 0NO+1NC | CONT_POW_3P_AC1_25A_5.5kW_7.5HP_415V_AUX0NO+1NC_COIL220V | Power Contactor – 3P ¦ AC1 25A ¦ 5.5kW/7.5HP @415V ¦ Aux 0NO+1NC ¦ Coil 220V AC | Power Contactor – 3P ¦ AC1 25A ¦ 5.5kW/7.5HP @415V ¦ Aux 0NO+1NC ¦ Coil 220V AC |  | FRAME-1 | [7 empty] | SYSTEM_VOLTAGE_V | 415 | V | MOTOR_KW | 5.5 | kW | MOTOR_HP | 7.5 | HP | [15 empty] | POLES | 3P |  | DUTY_TYPE | AC1 |  | COIL | 220VAC |  | AUX_CONTACTS | 0NO+1NC | [13 empty] | 3P | AC1 | 25 | A | AC | 220 | VAC | 0NO+1NC | [8 empty] | Schneider | Easy TeSys | LC1D | LC1D12M7 | 2 | CONT_POW_3P_AC1_25A_5.5kW_7.5HP_415V_AUX0NO+1NC_COIL220V |  |  | 2405 | INR | 2025-07-15 | Schneider WEF 15-Jul-2025 | Switching _All_WEF 15th Jul 25.pdf | 8 | Power Contactors LC1E (3 Pole AC Control) | LC1E1201 | Entered from Page 8; base LC1E1201*, coil M7 column. | ACTIVE | OK
Motor Control | Contactor | Contactor | CONTACTOR¦POWER_CONTACTOR | Power Contactor | CONT_POW_3P_AC1_25A_5.5kW_7.5HP_415V_AUX0NO+1NC_COIL415V | Power Contactor – 3P ¦ AC1 25A ¦ 5.5kW/7.5HP @415V ¦ Coil 415VAC ¦ Aux 0NO+1NC | CONT_POW_3P_AC1_25A_5.5kW_7.5HP_415V_AUX0NO+1NC_COIL415V | Power Contactor – 3P ¦ AC1 25A ¦ 5.5kW/7.5HP @415V ¦ Aux 0NO+1NC ¦ Coil 415V AC | Power Contactor – 3P ¦ AC1 25A ¦ 5.5kW/7.5HP @415V ¦ Aux 0NO+1NC ¦ Coil 415V AC |  | FRAME-1 | [7 empty] | SYSTEM_VOLTAGE_V | 415 | V | MOTOR_KW | 5.5 | kW | MOTOR_HP | 7.5 | HP | [15 empty] | POLES | 3P |  | DUTY_TYPE | AC1 |  | COIL | 415VAC |  | AUX_CONTACTS | 0NO+1NC | [13 empty] | 3P | AC1 | 25 | A | AC | 415 | VAC | 0NO+1NC | [8 empty] | Schneider | Easy TeSys | LC1D | LC1D12N7 | 2 | CONT_POW_3P_AC1_25A_5.5kW_7.5HP_415V_AUX0NO+1NC_COIL415V |  |  | 2405 | INR | 2025-07-15 | Schneider WEF 15-Jul-2025 | Switching _All_WEF 15th Jul 25.pdf | 8 | Power Contactors LC1E (3 Pole AC Control) | LC1E1201 | Entered from Page 8; base LC1E1201*, coil N5 column. | ACTIVE | OK
Motor Control | Contactor | Contactor | CONTACTOR¦POWER_CONTACTOR | Power Contactor | CONT_POW_3P_AC3_12A_5.5kW_7.5HP_415V_AUX0NO+1NC_COIL110V | Power Contactor – 3P ¦ AC3 12A ¦ 5.5kW/7.5HP @415V ¦ Coil 220VAC ¦ Aux 0NO+1NC | CONT_POW_3P_AC3_12A_5.5kW_7.5HP_415V_AUX0NO+1NC_COIL110V | Power Contactor – 3P ¦ AC3 12A ¦ 5.5kW/7.5HP @415V ¦ Aux 0NO+1NC ¦ Coil 110V AC | Power Contactor – 3P ¦ AC3 12A ¦ 5.5kW/7.5HP @415V ¦ Aux 0NO+1NC ¦ Coil 110V AC |  | FRAME-1 | [7 empty] | SYSTEM_VOLTAGE_V | 415 | V | MOTOR_KW | 5.5 | kW | MOTOR_HP | 7.5 | HP | [15 empty] | POLES | 3P |  | DUTY_TYPE | AC3 |  | COIL | 110VAC |  | AUX_CONTACTS | 0NO+1NC | [13 empty] | 3P | AC3 | 12 | A | AC | 110 | VAC | 0NO+1NC | [8 empty] | Schneider | Easy TeSys | LC1D | LC1D12F7 | 2 | CONT_POW_3P_AC3_12A_5.5kW_7.5HP_415V_AUX0NO+1NC_COIL110V |  |  | 2405 | INR | 2025-07-15 | Schneider WEF 15-Jul-2025 | Switching _All_WEF 15th Jul 25.pdf | 8 | Power Contactors LC1E (3 Pole AC Control) | LC1E1201 | Entered from Page 8; base LC1E1201*, coil M7 column. | ACTIVE | OK
Motor Control | Contactor | Contactor | CONTACTOR¦POWER_CONTACTOR | Power Contactor | CONT_POW_3P_AC3_12A_5.5kW_7.5HP_415V_AUX0NO+1NC_COIL220V | Power Contactor – 3P ¦ AC3 12A ¦ 5.5kW/7.5HP @415V ¦ Coil 220VAC ¦ Aux 0NO+1NC | CONT_POW_3P_AC3_12A_5.5kW_7.5HP_415V_AUX0NO+1NC_COIL220V | Power Contactor – 3P ¦ AC3 12A ¦ 5.5kW/7.5HP @415V ¦ Aux 0NO+1NC ¦ Coil 220V AC | Power Contactor – 3P ¦ AC3 12A ¦ 5.5kW/7.5HP @415V ¦ Aux 0NO+1NC ¦ Coil 220V AC |  | FRAME-1 | [7 empty] | SYSTEM_VOLTAGE_V | 415 | V | MOTOR_KW | 5.5 | kW | MOTOR_HP | 7.5 | HP | [15 empty] | POLES | 3P |  | DUTY_TYPE | AC3 |  | COIL | 220VAC |  | AUX_CONTACTS | 0NO+1NC | [13 empty] | 3P | AC3 | 12 | A | AC | 220 | VAC | 0NO+1NC | [8 empty] | Schneider | Easy TeSys | LC1D | LC1D12M7 | 2 | CONT_POW_3P_AC3_12A_5.5kW_7.5HP_415V_AUX0NO+1NC_COIL220V |  |  | 2405 | INR | 2025-07-15 | Schneider WEF 15-Jul-2025 | Switching _All_WEF 15th Jul 25.pdf | 8 | Power Contactors LC1E (3 Pole AC Control) | LC1E1201 | Entered from Page 8; base LC1E1201*, coil M7 column. | ACTIVE | OK
Motor Control | Contactor | Contactor | CONTACTOR¦POWER_CONTACTOR | Power Contactor | CONT_POW_3P_AC3_12A_5.5kW_7.5HP_415V_AUX0NO+1NC_COIL415V | Power Contactor – 3P ¦ AC3 12A ¦ 5.5kW/7.5HP @415V ¦ Coil 415VAC ¦ Aux 0NO+1NC | CONT_POW_3P_AC3_12A_5.5kW_7.5HP_415V_AUX0NO+1NC_COIL415V | Power Contactor – 3P ¦ AC3 12A ¦ 5.5kW/7.5HP @415V ¦ Aux 0NO+1NC ¦ Coil 415V AC | Power Contactor – 3P ¦ AC3 12A ¦ 5.5kW/7.5HP @415V ¦ Aux 0NO+1NC ¦ Coil 415V AC |  | FRAME-1 | [7 empty] | SYSTEM_VOLTAGE_V | 415 | V | MOTOR_KW | 5.5 | kW | MOTOR_HP | 7.5 | HP | [15 empty] | POLES | 3P |  | DUTY_TYPE | AC3 |  | COIL | 415VAC |  | AUX_CONTACTS | 0NO+1NC | [13 empty] | 3P | AC3 | 12 | A | AC | 415 | VAC | 0NO+1NC | [8 empty] | Schneider | Easy TeSys | LC1D | LC1D12N7 | 2 | CONT_POW_3P_AC3_12A_5.5kW_7.5HP_415V_AUX0NO+1NC_COIL415V |  |  | 2405 | INR | 2025-07-15 | Schneider WEF 15-Jul-2025 | Switching _All_WEF 15th Jul 25.pdf | 8 | Power Contactors LC1E (3 Pole AC Control) | LC1E1201 | Entered from Page 8; base LC1E1201*, coil N5 column. | ACTIVE | OK
Motor Control | Contactor | Contactor | CONTACTOR¦POWER_CONTACTOR | Power Contactor | CONT_POW_3P_AC1_50A_15kW_20HP_415V_AUX0NO+1NC_COIL110V | Power Contactor – 3P ¦ AC1 50A ¦ 15kW/20HP @415V ¦ Coil 220VAC ¦ Aux 0NO+1NC | CONT_POW_3P_AC1_50A_15kW_20HP_415V_AUX0NO+1NC_COIL110V | Power Contactor – 3P ¦ AC1 50A ¦ 15kW/20HP @415V ¦ Aux 0NO+1NC ¦ Coil 110V AC | Power Contactor – 3P ¦ AC1 50A ¦ 15kW/20HP @415V ¦ Aux 0NO+1NC ¦ Coil 110V AC |  | FRAME-2 | [7 empty] | SYSTEM_VOLTAGE_V | 415 | V | MOTOR_KW | 15 | kW | MOTOR_HP | 20 | HP | [15 empty] | POLES | 3P |  | DUTY_TYPE | AC1 |  | COIL | 110VAC |  | AUX_CONTACTS | 0NO+1NC | [13 empty] | 3P | AC1 | 50 | A | AC | 110 | VAC | 0NO+1NC | [8 empty] | Schneider | Easy TeSys | LC1D | LC1D32F7 | 2 | CONT_POW_3P_AC1_50A_15kW_20HP_415V_AUX0NO+1NC_COIL110V |  |  | 6740 | INR | 2025-07-15 | Schneider WEF 15-Jul-2025 | Switching _All_WEF 15th Jul 25.pdf | 8 | Power Contactors LC1E (3 Pole AC Control) | LC1E3201 | Entered from Page 8; base LC1E3201*, coil M7 column. | ACTIVE | OK
Motor Control | Contactor | Contactor | CONTACTOR¦POWER_CONTACTOR | Power Contactor | CONT_POW_3P_AC1_50A_15kW_20HP_415V_AUX0NO+1NC_COIL220V | Power Contactor – 3P ¦ AC1 50A ¦ 15kW/20HP @415V ¦ Coil 220VAC ¦ Aux 0NO+1NC | CONT_POW_3P_AC1_50A_15kW_20HP_415V_AUX0NO+1NC_COIL220V | Power Contactor – 3P ¦ AC1 50A ¦ 15kW/20HP @415V ¦ Aux 0NO+1NC ¦ Coil 220V AC | Power Contactor – 3P ¦ AC1 50A ¦ 15kW/20HP @415V ¦ Aux 0NO+1NC ¦ Coil 220V AC |  | FRAME-2 | [7 empty] | SYSTEM_VOLTAGE_V | 415 | V | MOTOR_KW | 15 | kW | MOTOR_HP | 20 | HP | [15 empty] | POLES | 3P |  | DUTY_TYPE | AC1 |  | COIL | 220VAC |  | AUX_CONTACTS | 0NO+1NC | [13 empty] | 3P | AC1 | 50 | A | AC | 220 | VAC | 0NO+1NC | [8 empty] | Schneider | Easy TeSys | LC1D | LC1D32M7 | 2 | CONT_POW_3P_AC1_50A_15kW_20HP_415V_AUX0NO+1NC_COIL220V |  |  | 6740 | INR | 2025-07-15 | Schneider WEF 15-Jul-2025 | Switching _All_WEF 15th Jul 25.pdf | 8 | Power Contactors LC1E (3 Pole AC Control) | LC1E3201 | Entered from Page 8; base LC1E3201*, coil M7 column. | ACTIVE | OK
Motor Control | Contactor | Contactor | CONTACTOR¦POWER_CONTACTOR | Power Contactor | CONT_POW_3P_AC1_50A_15kW_20HP_415V_AUX0NO+1NC_COIL415V | Power Contactor – 3P ¦ AC1 50A ¦ 15kW/20HP @415V ¦ Coil 415VAC ¦ Aux 0NO+1NC | CONT_POW_3P_AC1_50A_15kW_20HP_415V_AUX0NO+1NC_COIL415V | Power Contactor – 3P ¦ AC1 50A ¦ 15kW/20HP @415V ¦ Aux 0NO+1NC ¦ Coil 415V AC | Power Contactor – 3P ¦ AC1 50A ¦ 15kW/20HP @415V ¦ Aux 0NO+1NC ¦ Coil 415V AC |  | FRAME-2 | [7 empty] | SYSTEM_VOLTAGE_V | 415 | V | MOTOR_KW | 15 | kW | MOTOR_HP | 20 | HP | [15 empty] | POLES | 3P |  | DUTY_TYPE | AC1 |  | COIL | 415VAC |  | AUX_CONTACTS | 0NO+1NC | [13 empty] | 3P | AC1 | 50 | A | AC | 415 | VAC | 0NO+1NC | [8 empty] | Schneider | Easy TeSys | LC1D | LC1D32N7 | 2 | CONT_POW_3P_AC1_50A_15kW_20HP_415V_AUX0NO+1NC_COIL415V |  |  | 6740 | INR | 2025-07-15 | Schneider WEF 15-Jul-2025 | Switching _All_WEF 15th Jul 25.pdf | 8 | Power Contactors LC1E (3 Pole AC Control) | LC1E3201 | Entered from Page 8; base LC1E3201*, coil N5 column. | ACTIVE | OK
Motor Control | Contactor | Contactor | CONTACTOR¦POWER_CONTACTOR | Power Contactor | CONT_POW_3P_AC3_32A_15kW_20HP_415V_AUX0NO+1NC_COIL110V | Power Contactor – 3P ¦ AC3 32A ¦ 15kW/20HP @415V ¦ Coil 220VAC ¦ Aux 0NO+1NC | CONT_POW_3P_AC3_32A_15kW_20HP_415V_AUX0NO+1NC_COIL110V | Power Contactor – 3P ¦ AC3 32A ¦ 15kW/20HP @415V ¦ Aux 0NO+1NC ¦ Coil 110V AC | Power Contactor – 3P ¦ AC3 32A ¦ 15kW/20HP @415V ¦ Aux 0NO+1NC ¦ Coil 110V AC |  | FRAME-2 | [7 empty] | SYSTEM_VOLTAGE_V | 415 | V | MOTOR_KW | 15 | kW | MOTOR_HP | 20 | HP | [15 empty] | POLES | 3P |  | DUTY_TYPE | AC3 |  | COIL | 110VAC |  | AUX_CONTACTS | 0NO+1NC | [13 empty] | 3P | AC3 | 32 | A | AC | 110 | VAC | 0NO+1NC | [8 empty] | Schneider | Easy TeSys | LC1D | LC1D32F7 | 2 | CONT_POW_3P_AC3_32A_15kW_20HP_415V_AUX0NO+1NC_COIL110V |  |  | 6740 | INR | 2025-07-15 | Schneider WEF 15-Jul-2025 | Switching _All_WEF 15th Jul 25.pdf | 8 | Power Contactors LC1E (3 Pole AC Control) | LC1E3201 | Entered from Page 8; base LC1E3201*, coil M7 column. | ACTIVE | OK
Motor Control | Contactor | Contactor | CONTACTOR¦POWER_CONTACTOR | Power Contactor | CONT_POW_3P_AC3_32A_15kW_20HP_415V_AUX0NO+1NC_COIL220V | Power Contactor – 3P ¦ AC3 32A ¦ 15kW/20HP @415V ¦ Coil 220VAC ¦ Aux 0NO+1NC | CONT_POW_3P_AC3_32A_15kW_20HP_415V_AUX0NO+1NC_COIL220V | Power Contactor – 3P ¦ AC3 32A ¦ 15kW/20HP @415V ¦ Aux 0NO+1NC ¦ Coil 220V AC | Power Contactor – 3P ¦ AC3 32A ¦ 15kW/20HP @415V ¦ Aux 0NO+1NC ¦ Coil 220V AC |  | FRAME-2 | [7 empty] | SYSTEM_VOLTAGE_V | 415 | V | MOTOR_KW | 15 | kW | MOTOR_HP | 20 | HP | [15 empty] | POLES | 3P |  | DUTY_TYPE | AC3 |  | COIL | 220VAC |  | AUX_CONTACTS | 0NO+1NC | [13 empty] | 3P | AC3 | 32 | A | AC | 220 | VAC | 0NO+1NC | [8 empty] | Schneider | Easy TeSys | LC1D | LC1D32M7 | 2 | CONT_POW_3P_AC3_32A_15kW_20HP_415V_AUX0NO+1NC_COIL220V |  |  | 6740 | INR | 2025-07-15 | Schneider WEF 15-Jul-2025 | Switching _All_WEF 15th Jul 25.pdf | 8 | Power Contactors LC1E (3 Pole AC Control) | LC1E3201 | Entered from Page 8; base LC1E3201*, coil M7 column. | ACTIVE | OK
Motor Control | Contactor | Contactor | CONTACTOR¦POWER_CONTACTOR | Power Contactor | CONT_POW_3P_AC3_32A_15kW_20HP_415V_AUX0NO+1NC_COIL415V | Power Contactor – 3P ¦ AC3 32A ¦ 15kW/20HP @415V ¦ Coil 415VAC ¦ Aux 0NO+1NC | CONT_POW_3P_AC3_32A_15kW_20HP_415V_AUX0NO+1NC_COIL415V | Power Contactor – 3P ¦ AC3 32A ¦ 15kW/20HP @415V ¦ Aux 0NO+1NC ¦ Coil 415V AC | Power Contactor – 3P ¦ AC3 32A ¦ 15kW/20HP @415V ¦ Aux 0NO+1NC ¦ Coil 415V AC |  | FRAME-2 | [7 empty] | SYSTEM_VOLTAGE_V | 415 | V | MOTOR_KW | 15 | kW | MOTOR_HP | 20 | HP | [15 empty] | POLES | 3P |  | DUTY_TYPE | AC3 |  | COIL | 415VAC |  | AUX_CONTACTS | 0NO+1NC | [13 empty] | 3P | AC3 | 32 | A | AC | 415 | VAC | 0NO+1NC | [8 empty] | Schneider | Easy TeSys | LC1D | LC1D32N7 | 2 | CONT_POW_3P_AC3_32A_15kW_20HP_415V_AUX0NO+1NC_COIL415V |  |  | 6740 | INR | 2025-07-15 | Schneider WEF 15-Jul-2025 | Switching _All_WEF 15th Jul 25.pdf | 8 | Power Contactors LC1E (3 Pole AC Control) | LC1E3201 | Entered from Page 8; base LC1E3201*, coil N5 column. | ACTIVE | OK
Motor Control | Contactor | Contactor | CONTACTOR¦POWER_CONTACTOR | Power Contactor | CONT_POW_3P_AC1_50A_18.5kW_25HP_415V_AUX0NO+1NC_COIL110V | Power Contactor – 3P ¦ AC1 50A ¦ 18.5kW/25HP @415V ¦ Coil 220VAC ¦ Aux 0NO+1NC | CONT_POW_3P_AC1_50A_18.5kW_25HP_415V_AUX0NO+1NC_COIL110V | Power Contactor – 3P ¦ AC1 50A ¦ 18.5kW/25HP @415V ¦ Aux 0NO+1NC ¦ Coil 110V AC | Power Contactor – 3P ¦ AC1 50A ¦ 18.5kW/25HP @415V ¦ Aux 0NO+1NC ¦ Coil 110V AC |  | FRAME-2 | [7 empty] | SYSTEM_VOLTAGE_V | 415 | V | MOTOR_KW | 18.5 | kW | MOTOR_HP | 25 | HP | [15 empty] | POLES | 3P |  | DUTY_TYPE | AC1 |  | COIL | 110VAC |  | AUX_CONTACTS | 0NO+1NC | [13 empty] | 3P | AC1 | 50 | A | AC | 110 | VAC | 0NO+1NC | [8 empty] | Schneider | Easy TeSys | LC1D | LC1D38F7 | 2 | CONT_POW_3P_AC1_50A_18.5kW_25HP_415V_AUX0NO+1NC_COIL110V |  |  | 9585 | INR | 2025-07-15 | Schneider WEF 15-Jul-2025 | Switching _All_WEF 15th Jul 25.pdf | 8 | Power Contactors LC1E (3 Pole AC Control) | LC1E3801 | Entered from Page 8; base LC1E3801*, coil M7 column. | ACTIVE | OK
Motor Control | Contactor | Contactor | CONTACTOR¦POWER_CONTACTOR | Power Contactor | CONT_POW_3P_AC1_50A_18.5kW_25HP_415V_AUX0NO+1NC_COIL220V | Power Contactor – 3P ¦ AC1 50A ¦ 18.5kW/25HP @415V ¦ Coil 220VAC ¦ Aux 0NO+1NC | CONT_POW_3P_AC1_50A_18.5kW_25HP_415V_AUX0NO+1NC_COIL220V | Power Contactor – 3P ¦ AC1 50A ¦ 18.5kW/25HP @415V ¦ Aux 0NO+1NC ¦ Coil 220V AC | Power Contactor – 3P ¦ AC1 50A ¦ 18.5kW/25HP @415V ¦ Aux 0NO+1NC ¦ Coil 220V AC |  | FRAME-2 | [7 empty] | SYSTEM_VOLTAGE_V | 415 | V | MOTOR_KW | 18.5 | kW | MOTOR_HP | 25 | HP | [15 empty] | POLES | 3P |  | DUTY_TYPE | AC1 |  | COIL | 220VAC |  | AUX_CONTACTS | 0NO+1NC | [13 empty] | 3P | AC1 | 50 | A | AC | 220 | VAC | 0NO+1NC | [8 empty] | Schneider | Easy TeSys | LC1D | LC1D38M7 | 2 | CONT_POW_3P_AC1_50A_18.5kW_25HP_415V_AUX0NO+1NC_COIL220V |  |  | 9585 | INR | 2025-07-15 | Schneider WEF 15-Jul-2025 | Switching _All_WEF 15th Jul 25.pdf | 8 | Power Contactors LC1E (3 Pole AC Control) | LC1E3801 | Entered from Page 8; base LC1E3801*, coil M7 column. | ACTIVE | OK
Motor Control | Contactor | Contactor | CONTACTOR¦POWER_CONTACTOR | Power Contactor | CONT_POW_3P_AC1_50A_18.5kW_25HP_415V_AUX0NO+1NC_COIL415V | Power Contactor – 3P ¦ AC1 50A ¦ 18.5kW/25HP @415V ¦ Coil 415VAC ¦ Aux 0NO+1NC | CONT_POW_3P_AC1_50A_18.5kW_25HP_415V_AUX0NO+1NC_COIL415V | Power Contactor – 3P ¦ AC1 50A ¦ 18.5kW/25HP @415V ¦ Aux 0NO+1NC ¦ Coil 415V AC | Power Contactor – 3P ¦ AC1 50A ¦ 18.5kW/25HP @415V ¦ Aux 0NO+1NC ¦ Coil 415V AC |  | FRAME-2 | [7 empty] | SYSTEM_VOLTAGE_V | 415 | V | MOTOR_KW | 18.5 | kW | MOTOR_HP | 25 | HP | [15 empty] | POLES | 3P |  | DUTY_TYPE | AC1 |  | COIL | 415VAC |  | AUX_CONTACTS | 0NO+1NC | [13 empty] | 3P | AC1 | 50 | A | AC | 415 | VAC | 0NO+1NC | [8 empty] | Schneider | Easy TeSys | LC1D | LC1D38N7 | 2 | CONT_POW_3P_AC1_50A_18.5kW_25HP_415V_AUX0NO+1NC_COIL415V |  |  | 9585 | INR | 2025-07-15 | Schneider WEF 15-Jul-2025 | Switching _All_WEF 15th Jul 25.pdf | 8 | Power Contactors LC1E (3 Pole AC Control) | LC1E3801 | Entered from Page 8; base LC1E3801*, coil N5 column. | ACTIVE | OK
Motor Control | Contactor | Contactor | CONTACTOR¦POWER_CONTACTOR | Power Contactor | CONT_POW_3P_AC3_38A_18.5kW_25HP_415V_AUX0NO+1NC_COIL110V | Power Contactor – 3P ¦ AC3 38A ¦ 18.5kW/25HP @415V ¦ Coil 220VAC ¦ Aux 0NO+1NC | CONT_POW_3P_AC3_38A_18.5kW_25HP_415V_AUX0NO+1NC_COIL110V | Power Contactor – 3P ¦ AC3 38A ¦ 18.5kW/25HP @415V ¦ Aux 0NO+1NC ¦ Coil 110V AC | Power Contactor – 3P ¦ AC3 38A ¦ 18.5kW/25HP @415V ¦ Aux 0NO+1NC ¦ Coil 110V AC |  | FRAME-2 | [7 empty] | SYSTEM_VOLTAGE_V | 415 | V | MOTOR_KW | 18.5 | kW | MOTOR_HP | 25 | HP | [15 empty] | POLES | 3P |  | DUTY_TYPE | AC3 |  | COIL | 110VAC |  | AUX_CONTACTS | 0NO+1NC | [13 empty] | 3P | AC3 | 38 | A | AC | 110 | VAC | 0NO+1NC | [8 empty] | Schneider | Easy TeSys | LC1D | LC1D38F7 | 2 | CONT_POW_3P_AC3_38A_18.5kW_25HP_415V_AUX0NO+1NC_COIL110V |  |  | 9585 | INR | 2025-07-15 | Schneider WEF 15-Jul-2025 | Switching _All_WEF 15th Jul 25.pdf | 8 | Power Contactors LC1E (3 Pole AC Control) | LC1E3801 | Entered from Page 8; base LC1E3801*, coil M7 column. | ACTIVE | OK
Motor Control | Contactor | Contactor | CONTACTOR¦POWER_CONTACTOR | Power Contactor | CONT_POW_3P_AC3_38A_18.5kW_25HP_415V_AUX0NO+1NC_COIL220V | Power Contactor – 3P ¦ AC3 38A ¦ 18.5kW/25HP @415V ¦ Coil 220VAC ¦ Aux 0NO+1NC | CONT_POW_3P_AC3_38A_18.5kW_25HP_415V_AUX0NO+1NC_COIL220V | Power Contactor – 3P ¦ AC3 38A ¦ 18.5kW/25HP @415V ¦ Aux 0NO+1NC ¦ Coil 220V AC | Power Contactor – 3P ¦ AC3 38A ¦ 18.5kW/25HP @415V ¦ Aux 0NO+1NC ¦ Coil 220V AC |  | FRAME-2 | [7 empty] | SYSTEM_VOLTAGE_V | 415 | V | MOTOR_KW | 18.5 | kW | MOTOR_HP | 25 | HP | [15 empty] | POLES | 3P |  | DUTY_TYPE | AC3 |  | COIL | 220VAC |  | AUX_CONTACTS | 0NO+1NC | [13 empty] | 3P | AC3 | 38 | A | AC | 220 | VAC | 0NO+1NC | [8 empty] | Schneider | Easy TeSys | LC1D | LC1D38M7 | 2 | CONT_POW_3P_AC3_38A_18.5kW_25HP_415V_AUX0NO+1NC_COIL220V |  |  | 9585 | INR | 2025-07-15 | Schneider WEF 15-Jul-2025 | Switching _All_WEF 15th Jul 25.pdf | 8 | Power Contactors LC1E (3 Pole AC Control) | LC1E3801 | Entered from Page 8; base LC1E3801*, coil M7 column. | ACTIVE | OK
Motor Control | Contactor | Contactor | CONTACTOR¦POWER_CONTACTOR | Power Contactor | CONT_POW_3P_AC3_38A_18.5kW_25HP_415V_AUX0NO+1NC_COIL415V | Power Contactor – 3P ¦ AC3 38A ¦ 18.5kW/25HP @415V ¦ Coil 415VAC ¦ Aux 0NO+1NC | CONT_POW_3P_AC3_38A_18.5kW_25HP_415V_AUX0NO+1NC_COIL415V | Power Contactor – 3P ¦ AC3 38A ¦ 18.5kW/25HP @415V ¦ Aux 0NO+1NC ¦ Coil 415V AC | Power Contactor – 3P ¦ AC3 38A ¦ 18.5kW/25HP @415V ¦ Aux 0NO+1NC ¦ Coil 415V AC |  | FRAME-2 | [7 empty] | SYSTEM_VOLTAGE_V | 415 | V | MOTOR_KW | 18.5 | kW | MOTOR_HP | 25 | HP | [15 empty] | POLES | 3P |  | DUTY_TYPE | AC3 |  | COIL | 415VAC |  | AUX_CONTACTS | 0NO+1NC | [13 empty] | 3P | AC3 | 38 | A | AC | 415 | VAC | 0NO+1NC | [8 empty] | Schneider | Easy TeSys | LC1D | LC1D38N7 | 2 | CONT_POW_3P_AC3_38A_18.5kW_25HP_415V_AUX0NO+1NC_COIL415V |  |  | 9585 | INR | 2025-07-15 | Schneider WEF 15-Jul-2025 | Switching _All_WEF 15th Jul 25.pdf | 8 | Power Contactors LC1E (3 Pole AC Control) | LC1E3801 | Entered from Page 8; base LC1E3801*, coil N5 column. | ACTIVE | OK
Motor Control | Contactor | Contactor | CONTACTOR¦POWER_CONTACTOR | Power Contactor | CONT_POW_3P_AC1_80A_37kW_50HP_415V_AUX1NO+1NC_COIL110V | Power Contactor – 3P ¦ AC1 80A ¦ 37kW/50HP @415V ¦ Coil 220VAC ¦ Aux 1NO+1NC | CONT_POW_3P_AC1_80A_37kW_50HP_415V_AUX1NO+1NC_COIL110V | Power Contactor – 3P ¦ AC1 80A ¦ 37kW/50HP @415V ¦ Aux 1NO+1NC ¦ Coil 110V AC | Power Contactor – 3P ¦ AC1 80A ¦ 37kW/50HP @415V ¦ Aux 1NO+1NC ¦ Coil 110V AC |  | FRAME-3 | [7 empty] | SYSTEM_VOLTAGE_V | 415 | V | MOTOR_KW | 37 | kW | MOTOR_HP | 50 | HP | [15 empty] | POLES | 3P |  | DUTY_TYPE | AC1 |  | COIL | 110VAC |  | AUX_CONTACTS | 1NO+1NC | [13 empty] | 3P | AC1 | 80 | A | AC | 110 | VAC | 1NO+1NC | [8 empty] | Schneider | Easy TeSys | LC1D | LC1D65AF7 | 2 | CONT_POW_3P_AC1_80A_37kW_50HP_415V_AUX1NO+1NC_COIL110V |  |  | 18445 | INR | 2025-07-15 | Schneider WEF 15-Jul-2025 | Switching _All_WEF 15th Jul 25.pdf | 8 | Power Contactors LC1E (3 Pole AC Control) | LC1E65 | Entered from Page 8; base LC1E65*, coil M7 column. | ACTIVE | OK
Motor Control | Contactor | Contactor | CONTACTOR¦POWER_CONTACTOR | Power Contactor | CONT_POW_3P_AC1_80A_37kW_50HP_415V_AUX1NO+1NC_COIL220V | Power Contactor – 3P ¦ AC1 80A ¦ 37kW/50HP @415V ¦ Coil 220VAC ¦ Aux 1NO+1NC | CONT_POW_3P_AC1_80A_37kW_50HP_415V_AUX1NO+1NC_COIL220V | Power Contactor – 3P ¦ AC1 80A ¦ 37kW/50HP @415V ¦ Aux 1NO+1NC ¦ Coil 220V AC | Power Contactor – 3P ¦ AC1 80A ¦ 37kW/50HP @415V ¦ Aux 1NO+1NC ¦ Coil 220V AC |  | FRAME-3 | [7 empty] | SYSTEM_VOLTAGE_V | 415 | V | MOTOR_KW | 37 | kW | MOTOR_HP | 50 | HP | [15 empty] | POLES | 3P |  | DUTY_TYPE | AC1 |  | COIL | 220VAC |  | AUX_CONTACTS | 1NO+1NC | [13 empty] | 3P | AC1 | 80 | A | AC | 220 | VAC | 1NO+1NC | [8 empty] | Schneider | Easy TeSys | LC1D | LC1D65AM7 | 2 | CONT_POW_3P_AC1_80A_37kW_50HP_415V_AUX1NO+1NC_COIL220V |  |  | 18445 | INR | 2025-07-15 | Schneider WEF 15-Jul-2025 | Switching _All_WEF 15th Jul 25.pdf | 8 | Power Contactors LC1E (3 Pole AC Control) | LC1E65 | Entered from Page 8; base LC1E65*, coil M7 column. | ACTIVE | OK
Motor Control | Contactor | Contactor | CONTACTOR¦POWER_CONTACTOR | Power Contactor | CONT_POW_3P_AC1_80A_37kW_50HP_415V_AUX1NO+1NC_COIL415V | Power Contactor – 3P ¦ AC1 80A ¦ 37kW/50HP @415V ¦ Coil 415VAC ¦ Aux 1NO+1NC | CONT_POW_3P_AC1_80A_37kW_50HP_415V_AUX1NO+1NC_COIL415V | Power Contactor – 3P ¦ AC1 80A ¦ 37kW/50HP @415V ¦ Aux 1NO+1NC ¦ Coil 415V AC | Power Contactor – 3P ¦ AC1 80A ¦ 37kW/50HP @415V ¦ Aux 1NO+1NC ¦ Coil 415V AC |  | FRAME-3 | [7 empty] | SYSTEM_VOLTAGE_V | 415 | V | MOTOR_KW | 37 | kW | MOTOR_HP | 50 | HP | [15 empty] | POLES | 3P |  | DUTY_TYPE | AC1 |  | COIL | 415VAC |  | AUX_CONTACTS | 1NO+1NC | [13 empty] | 3P | AC1 | 80 | A | AC | 415 | VAC | 1NO+1NC | [8 empty] | Schneider | Easy TeSys | LC1D | LC1D65AN7 | 2 | CONT_POW_3P_AC1_80A_37kW_50HP_415V_AUX1NO+1NC_COIL415V |  |  | 18445 | INR | 2025-07-15 | Schneider WEF 15-Jul-2025 | Switching _All_WEF 15th Jul 25.pdf | 8 | Power Contactors LC1E (3 Pole AC Control) | LC1E65 | Entered from Page 8; base LC1E65*, coil N5 column. | ACTIVE | OK
Motor Control | Contactor | Contactor | CONTACTOR¦POWER_CONTACTOR | Power Contactor | CONT_POW_3P_AC3_65A_37kW_50HP_415V_AUX1NO+1NC_COIL110V | Power Contactor – 3P ¦ AC3 65A ¦ 37kW/50HP @415V ¦ Coil 220VAC ¦ Aux 1NO+1NC | CONT_POW_3P_AC3_65A_37kW_50HP_415V_AUX1NO+1NC_COIL110V | Power Contactor – 3P ¦ AC3 65A ¦ 37kW/50HP @415V ¦ Aux 1NO+1NC ¦ Coil 110V AC | Power Contactor – 3P ¦ AC3 65A ¦ 37kW/50HP @415V ¦ Aux 1NO+1NC ¦ Coil 110V AC |  | FRAME-3 | [7 empty] | SYSTEM_VOLTAGE_V | 415 | V | MOTOR_KW | 37 | kW | MOTOR_HP | 50 | HP | [15 empty] | POLES | 3P |  | DUTY_TYPE | AC3 |  | COIL | 110VAC |  | AUX_CONTACTS | 1NO+1NC | [13 empty] | 3P | AC3 | 65 | A | AC | 110 | VAC | 1NO+1NC | [8 empty] | Schneider | Easy TeSys | LC1D | LC1D65AF7 | 2 | CONT_POW_3P_AC3_65A_37kW_50HP_415V_AUX1NO+1NC_COIL110V |  |  | 18445 | INR | 2025-07-15 | Schneider WEF 15-Jul-2025 | Switching _All_WEF 15th Jul 25.pdf | 8 | Power Contactors LC1E (3 Pole AC Control) | LC1E65 | Entered from Page 8; base LC1E65*, coil M7 column. | ACTIVE | OK
Motor Control | Contactor | Contactor | CONTACTOR¦POWER_CONTACTOR | Power Contactor | CONT_POW_3P_AC3_65A_37kW_50HP_415V_AUX1NO+1NC_COIL220V | Power Contactor – 3P ¦ AC3 65A ¦ 37kW/50HP @415V ¦ Coil 220VAC ¦ Aux 1NO+1NC | CONT_POW_3P_AC3_65A_37kW_50HP_415V_AUX1NO+1NC_COIL220V | Power Contactor – 3P ¦ AC3 65A ¦ 37kW/50HP @415V ¦ Aux 1NO+1NC ¦ Coil 220V AC | Power Contactor – 3P ¦ AC3 65A ¦ 37kW/50HP @415V ¦ Aux 1NO+1NC ¦ Coil 220V AC |  | FRAME-3 | [7 empty] | SYSTEM_VOLTAGE_V | 415 | V | MOTOR_KW | 37 | kW | MOTOR_HP | 50 | HP | [15 empty] | POLES | 3P |  | DUTY_TYPE | AC3 |  | COIL | 220VAC |  | AUX_CONTACTS | 1NO+1NC | [13 empty] | 3P | AC3 | 65 | A | AC | 220 | VAC | 1NO+1NC | [8 empty] | Schneider | Easy TeSys | LC1D | LC1D65AM7 | 2 | CONT_POW_3P_AC3_65A_37kW_50HP_415V_AUX1NO+1NC_COIL220V |  |  | 18445 | INR | 2025-07-15 | Schneider WEF 15-Jul-2025 | Switching _All_WEF 15th Jul 25.pdf | 8 | Power Contactors LC1E (3 Pole AC Control) | LC1E65 | Entered from Page 8; base LC1E65*, coil M7 column. | ACTIVE | OK
Motor Control | Contactor | Contactor | CONTACTOR¦POWER_CONTACTOR | Power Contactor | CONT_POW_3P_AC3_65A_37kW_50HP_415V_AUX1NO+1NC_COIL415V | Power Contactor – 3P ¦ AC3 65A ¦ 37kW/50HP @415V ¦ Coil 415VAC ¦ Aux 1NO+1NC | CONT_POW_3P_AC3_65A_37kW_50HP_415V_AUX1NO+1NC_COIL415V | Power Contactor – 3P ¦ AC3 65A ¦ 37kW/50HP @415V ¦ Aux 1NO+1NC ¦ Coil 415V AC | Power Contactor – 3P ¦ AC3 65A ¦ 37kW/50HP @415V ¦ Aux 1NO+1NC ¦ Coil 415V AC |  | FRAME-3 | [7 empty] | SYSTEM_VOLTAGE_V | 415 | V | MOTOR_KW | 37 | kW | MOTOR_HP | 50 | HP | [15 empty] | POLES | 3P |  | DUTY_TYPE | AC3 |  | COIL | 415VAC |  | AUX_CONTACTS | 1NO+1NC | [13 empty] | 3P | AC3 | 65 | A | AC | 415 | VAC | 1NO+1NC | [8 empty] | Schneider | Easy TeSys | LC1D | LC1D65AN7 | 2 | CONT_POW_3P_AC3_65A_37kW_50HP_415V_AUX1NO+1NC_COIL415V |  |  | 18445 | INR | 2025-07-15 | Schneider WEF 15-Jul-2025 | Switching _All_WEF 15th Jul 25.pdf | 8 | Power Contactors LC1E (3 Pole AC Control) | LC1E65 | Entered from Page 8; base LC1E65*, coil N5 column. | ACTIVE | OK
Motor Control | Contactor | Contactor | CONTACTOR¦POWER_CONTACTOR | Power Contactor | CONT_POW_3P_AC1_32A_9kW_12.5HP_415V_AUX0NO+1NC_COIL110V | Power Contactor – 3P ¦ AC1 32A ¦ 9kW/12.5HP @415V ¦ Aux 0NO+1NC ¦ Coil 110V AC | CONT_POW_3P_AC1_32A_9kW_12.5HP_415V_AUX0NO+1NC_COIL110V | Power Contactor – 3P ¦ AC1 32A ¦ 9kW/12.5HP @415V ¦ Aux 0NO+1NC ¦ Coil 110V AC | Power Contactor – 3P ¦ AC1 32A ¦ 9kW/12.5HP @415V ¦ Aux 0NO+1NC ¦ Coil 110V AC |  | FRAME-1 | [7 empty] | SYSTEM_VOLTAGE_V | 415 | V | MOTOR_KW | 9 | kW | MOTOR_HP | 12.5 | HP | [15 empty] | POLES | 3P |  | DUTY_TYPE | AC1 |  | COIL | 110VAC |  | AUX_CONTACTS | 0NO+1NC | [13 empty] | 3P | AC1 | 32 | A | AC | 110 | VAC | 0NO+1NC | [8 empty] | Schneider | Easy TeSys | LC1D | LC1D18F7 | 2 | CONT_POW_3P_AC1_32A_9kW_12.5HP_415V_AUX0NO+1NC_COIL110V |  |  | 2790 | INR | 2025-07-15 | Schneider WEF 15-Jul-2025 | Switching _All_WEF 15th Jul 25.pdf | 8 | Power Contactors LC1E (3 Pole AC Control) | LC1E1201 | Entered from Page 8; base LC1E1201*, coil M7 column. | ACTIVE | OK
Motor Control | Contactor | Contactor | CONTACTOR¦POWER_CONTACTOR | Power Contactor | CONT_POW_3P_AC1_32A_9kW_12.5HP_415V_AUX0NO+1NC_COIL220V | Power Contactor – 3P ¦ AC1 32A ¦ 9kW/12.5HP @415V ¦ Aux 0NO+1NC ¦ Coil 220V AC | CONT_POW_3P_AC1_32A_9kW_12.5HP_415V_AUX0NO+1NC_COIL220V | Power Contactor – 3P ¦ AC1 32A ¦ 9kW/12.5HP @415V ¦ Aux 0NO+1NC ¦ Coil 220V AC | Power Contactor – 3P ¦ AC1 32A ¦ 9kW/12.5HP @415V ¦ Aux 0NO+1NC ¦ Coil 220V AC |  | FRAME-1 | [7 empty] | SYSTEM_VOLTAGE_V | 415 | V | MOTOR_KW | 9 | kW | MOTOR_HP | 12.5 | HP | [15 empty] | POLES | 3P |  | DUTY_TYPE | AC1 |  | COIL | 220VAC |  | AUX_CONTACTS | 0NO+1NC | [13 empty] | 3P | AC1 | 32 | A | AC | 220 | VAC | 0NO+1NC | [8 empty] | Schneider | Easy TeSys | LC1D | LC1D18M7 | 2 | CONT_POW_3P_AC1_32A_9kW_12.5HP_415V_AUX0NO+1NC_COIL220V |  |  | 2790 | INR | 2025-07-15 | Schneider WEF 15-Jul-2025 | Switching _All_WEF 15th Jul 25.pdf | 8 | Power Contactors LC1E (3 Pole AC Control) | LC1E1201 | Entered from Page 8; base LC1E1201*, coil M7 column. | ACTIVE | OK
Motor Control | Contactor | Contactor | CONTACTOR¦POWER_CONTACTOR | Power Contactor | CONT_POW_3P_AC1_32A_9kW_12.5HP_415V_AUX0NO+1NC_COIL415V | Power Contactor – 3P ¦ AC1 32A ¦ 9kW/12.5HP @415V ¦ Aux 0NO+1NC ¦ Coil 415V AC | CONT_POW_3P_AC1_32A_9kW_12.5HP_415V_AUX0NO+1NC_COIL415V | Power Contactor – 3P ¦ AC1 32A ¦ 9kW/12.5HP @415V ¦ Aux 0NO+1NC ¦ Coil 415V AC | Power Contactor – 3P ¦ AC1 32A ¦ 9kW/12.5HP @415V ¦ Aux 0NO+1NC ¦ Coil 415V AC |  | FRAME-1 | [7 empty] | SYSTEM_VOLTAGE_V | 415 | V | MOTOR_KW | 9 | kW | MOTOR_HP | 12.5 | HP | [15 empty] | POLES | 3P |  | DUTY_TYPE | AC1 |  | COIL | 415VAC |  | AUX_CONTACTS | 0NO+1NC | [13 empty] | 3P | AC1 | 32 | A | AC | 415 | VAC | 0NO+1NC | [8 empty] | Schneider | Easy TeSys | LC1D | LC1D18N7 | 2 | CONT_POW_3P_AC1_32A_9kW_12.5HP_415V_AUX0NO+1NC_COIL415V |  |  | 2790 | INR | 2025-07-15 | Schneider WEF 15-Jul-2025 | Switching _All_WEF 15th Jul 25.pdf | 8 | Power Contactors LC1E (3 Pole AC Control) | LC1E1201 | Entered from Page 8; base LC1E1201*, coil M7 column. | ACTIVE | OK
Motor Control | Contactor | Contactor | CONTACTOR¦POWER_CONTACTOR | Power Contactor | CONT_POW_3P_AC3_18A_9kW_12.5HP_415V_AUX0NO+1NC_COIL110V | Power Contactor – 3P ¦ AC3 18A ¦ 9kW/12.5HP @415V ¦ Aux 0NO+1NC ¦ Coil 110V AC | CONT_POW_3P_AC3_18A_9kW_12.5HP_415V_AUX0NO+1NC_COIL110V | Power Contactor – 3P ¦ AC3 18A ¦ 9kW/12.5HP @415V ¦ Aux 0NO+1NC ¦ Coil 110V AC | Power Contactor – 3P ¦ AC3 18A ¦ 9kW/12.5HP @415V ¦ Aux 0NO+1NC ¦ Coil 110V AC |  | FRAME-1 | [7 empty] | SYSTEM_VOLTAGE_V | 415 | V | MOTOR_KW | 9 | kW | MOTOR_HP | 12.5 | HP | [15 empty] | POLES | 3P |  | DUTY_TYPE | AC1 |  | COIL | 110VAC |  | AUX_CONTACTS | 0NO+1NC | [13 empty] | 3P | AC3 | 18 | A | AC | 110 | VAC | 0NO+1NC | [8 empty] | Schneider | Easy TeSys | LC1D | LC1D18F7 | 2 | CONT_POW_3P_AC3_18A_9kW_12.5HP_415V_AUX0NO+1NC_COIL110V |  |  | 2790 | INR | 2025-07-15 | Schneider WEF 15-Jul-2025 | Switching _All_WEF 15th Jul 25.pdf | 8 | Power Contactors LC1E (3 Pole AC Control) | LC1E1201 | Entered from Page 8; base LC1E1201*, coil M7 column. | ACTIVE | OK
Motor Control | Contactor | Contactor | CONTACTOR¦POWER_CONTACTOR | Power Contactor | CONT_POW_3P_AC3_18A_9kW_12.5HP_415V_AUX0NO+1NC_COIL220V | Power Contactor – 3P ¦ AC3 18A ¦ 9kW/12.5HP @415V ¦ Aux 0NO+1NC ¦ Coil 220V AC | CONT_POW_3P_AC3_18A_9kW_12.5HP_415V_AUX0NO+1NC_COIL220V | Power Contactor – 3P ¦ AC3 18A ¦ 9kW/12.5HP @415V ¦ Aux 0NO+1NC ¦ Coil 220V AC | Power Contactor – 3P ¦ AC3 18A ¦ 9kW/12.5HP @415V ¦ Aux 0NO+1NC ¦ Coil 220V AC |  | FRAME-1 | [7 empty] | SYSTEM_VOLTAGE_V | 415 | V | MOTOR_KW | 9 | kW | MOTOR_HP | 12.5 | HP | [15 empty] | POLES | 3P |  | DUTY_TYPE | AC1 |  | COIL | 220VAC |  | AUX_CONTACTS | 0NO+1NC | [13 empty] | 3P | AC3 | 18 | A | AC | 220 | VAC | 0NO+1NC | [8 empty] | Schneider | Easy TeSys | LC1D | LC1D18M7 | 2 | CONT_POW_3P_AC3_18A_9kW_12.5HP_415V_AUX0NO+1NC_COIL220V |  |  | 2790 | INR | 2025-07-15 | Schneider WEF 15-Jul-2025 | Switching _All_WEF 15th Jul 25.pdf | 8 | Power Contactors LC1E (3 Pole AC Control) | LC1E1201 | Entered from Page 8; base LC1E1201*, coil M7 column. | ACTIVE | OK
Motor Control | Contactor | Contactor | CONTACTOR¦POWER_CONTACTOR | Power Contactor | CONT_POW_3P_AC3_18A_9kW_12.5HP_415V_AUX0NO+1NC_COIL415V | Power Contactor – 3P ¦ AC3 18A ¦ 9kW/12.5HP @415V ¦ Aux 0NO+1NC ¦ Coil 415V AC | CONT_POW_3P_AC3_18A_9kW_12.5HP_415V_AUX0NO+1NC_COIL415V | Power Contactor – 3P ¦ AC3 18A ¦ 9kW/12.5HP @415V ¦ Aux 0NO+1NC ¦ Coil 415V AC | Power Contactor – 3P ¦ AC3 18A ¦ 9kW/12.5HP @415V ¦ Aux 0NO+1NC ¦ Coil 415V AC |  | FRAME-1 | [7 empty] | SYSTEM_VOLTAGE_V | 415 | V | MOTOR_KW | 9 | kW | MOTOR_HP | 12.5 | HP | [15 empty] | POLES | 3P |  | DUTY_TYPE | AC1 |  | COIL | 415VAC |  | AUX_CONTACTS | 0NO+1NC | [13 empty] | 3P | AC3 | 18 | A | AC | 415 | VAC | 0NO+1NC | [8 empty] | Schneider | Easy TeSys | LC1D | LC1D18N7 | 2 | CONT_POW_3P_AC3_18A_9kW_12.5HP_415V_AUX0NO+1NC_COIL415V |  |  | 2790 | INR | 2025-07-15 | Schneider WEF 15-Jul-2025 | Switching _All_WEF 15th Jul 25.pdf | 8 | Power Contactors LC1E (3 Pole AC Control) | LC1E1201 | Entered from Page 8; base LC1E1201*, coil M7 column. | ACTIVE | OK
Motor Control | Contactor | Contactor | CONTACTOR¦POWER_CONTACTOR | Power Contactor | CONT_POW_3P_AC1_40A_11kW_15HP_415V_AUX0NO+1NC_COIL110V | Power Contactor – 3P ¦ AC1 40A ¦ 11kW/15HP @415V ¦ Aux 0NO+1NC ¦ Coil 110V AC | CONT_POW_3P_AC1_40A_11kW_15HP_415V_AUX0NO+1NC_COIL110V | Power Contactor – 3P ¦ AC1 40A ¦ 11kW/15HP @415V ¦ Aux 0NO+1NC ¦ Coil 110V AC | Power Contactor – 3P ¦ AC1 40A ¦ 11kW/15HP @415V ¦ Aux 0NO+1NC ¦ Coil 110V AC |  | FRAME-1 | [7 empty] | SYSTEM_VOLTAGE_V | 415 | V | MOTOR_KW | 11 | kW | MOTOR_HP | 15 | HP | [15 empty] | POLES | 3P |  | DUTY_TYPE | AC1 |  | COIL | 110VAC |  | AUX_CONTACTS | 0NO+1NC | [13 empty] | 3P | AC1 | 40 | A | AC | 110 | VAC | 0NO+1NC | [8 empty] | Schneider | Easy TeSys | LC1D | LC1D25F7 | 2 | CONT_POW_3P_AC1_40A_11kW_15HP_415V_AUX0NO+1NC_COIL110V |  |  | 3465 | INR | 2025-07-15 | Schneider WEF 15-Jul-2025 | Switching _All_WEF 15th Jul 25.pdf | 8 | Power Contactors LC1E (3 Pole AC Control) | LC1E1201 | Entered from Page 8; base LC1E1201*, coil M7 column. | ACTIVE | OK
Motor Control | Contactor | Contactor | CONTACTOR¦POWER_CONTACTOR | Power Contactor | CONT_POW_3P_AC1_40A_11kW_15HP_415V_AUX0NO+1NC_COIL220V | Power Contactor – 3P ¦ AC1 40A ¦ 11kW/15HP @415V ¦ Aux 0NO+1NC ¦ Coil 220V AC | CONT_POW_3P_AC1_40A_11kW_15HP_415V_AUX0NO+1NC_COIL220V | Power Contactor – 3P ¦ AC1 40A ¦ 11kW/15HP @415V ¦ Aux 0NO+1NC ¦ Coil 220V AC | Power Contactor – 3P ¦ AC1 40A ¦ 11kW/15HP @415V ¦ Aux 0NO+1NC ¦ Coil 220V AC |  | FRAME-1 | [7 empty] | SYSTEM_VOLTAGE_V | 415 | V | MOTOR_KW | 11 | kW | MOTOR_HP | 15 | HP | [15 empty] | POLES | 3P |  | DUTY_TYPE | AC1 |  | COIL | 220VAC |  | AUX_CONTACTS | 0NO+1NC | [13 empty] | 3P | AC1 | 40 | A | AC | 220 | VAC | 0NO+1NC | [8 empty] | Schneider | Easy TeSys | LC1D | LC1D25M7 | 2 | CONT_POW_3P_AC1_40A_11kW_15HP_415V_AUX0NO+1NC_COIL220V |  |  | 3465 | INR | 2025-07-15 | Schneider WEF 15-Jul-2025 | Switching _All_WEF 15th Jul 25.pdf | 8 | Power Contactors LC1E (3 Pole AC Control) | LC1E1201 | Entered from Page 8; base LC1E1201*, coil M7 column. | ACTIVE | OK
Motor Control | Contactor | Contactor | CONTACTOR¦POWER_CONTACTOR | Power Contactor | CONT_POW_3P_AC1_40A_11kW_15HP_415V_AUX0NO+1NC_COIL415V | Power Contactor – 3P ¦ AC1 40A ¦ 11kW/15HP @415V ¦ Aux 0NO+1NC ¦ Coil 415V AC | CONT_POW_3P_AC1_40A_11kW_15HP_415V_AUX0NO+1NC_COIL415V | Power Contactor – 3P ¦ AC1 40A ¦ 11kW/15HP @415V ¦ Aux 0NO+1NC ¦ Coil 415V AC | Power Contactor – 3P ¦ AC1 40A ¦ 11kW/15HP @415V ¦ Aux 0NO+1NC ¦ Coil 415V AC |  | FRAME-1 | [7 empty] | SYSTEM_VOLTAGE_V | 415 | V | MOTOR_KW | 11 | kW | MOTOR_HP | 15 | HP | [15 empty] | POLES | 3P |  | DUTY_TYPE | AC1 |  | COIL | 415VAC |  | AUX_CONTACTS | 0NO+1NC | [13 empty] | 3P | AC1 | 40 | A | AC | 415 | VAC | 0NO+1NC | [8 empty] | Schneider | Easy TeSys | LC1D | LC1D25N7 | 2 | CONT_POW_3P_AC1_40A_11kW_15HP_415V_AUX0NO+1NC_COIL415V |  |  | 3465 | INR | 2025-07-15 | Schneider WEF 15-Jul-2025 | Switching _All_WEF 15th Jul 25.pdf | 8 | Power Contactors LC1E (3 Pole AC Control) | LC1E1201 | Entered from Page 8; base LC1E1201*, coil M7 column. | ACTIVE | OK
Motor Control | Contactor | Contactor | CONTACTOR¦POWER_CONTACTOR | Power Contactor | CONT_POW_3P_AC3_25A_11kW_15HP_415V_AUX0NO+1NC_COIL110V | Power Contactor – 3P ¦ AC3 25A ¦ 11kW/15HP @415V ¦ Coil 220VAC ¦ Aux 0NO+1NC | CONT_POW_3P_AC3_25A_11kW_15HP_415V_AUX0NO+1NC_COIL110V | Power Contactor – 3P ¦ AC3 25A ¦ 11kW/15HP @415V ¦ Aux 0NO+1NC ¦ Coil 110V AC | Power Contactor – 3P ¦ AC3 25A ¦ 11kW/15HP @415V ¦ Aux 0NO+1NC ¦ Coil 110V AC |  | FRAME-1 | [7 empty] | SYSTEM_VOLTAGE_V | 415 | V | MOTOR_KW | 11 | kW | MOTOR_HP | 15 | HP | [15 empty] | POLES | 3P |  | DUTY_TYPE | AC3 |  | COIL | 110VAC |  | AUX_CONTACTS | 0NO+1NC | [13 empty] | 3P | AC3 | 25 | A | AC | 110 | VAC | 0NO+1NC | [8 empty] | Schneider | Easy TeSys | LC1D | LC1D25F7 | 2 | CONT_POW_3P_AC3_25A_11kW_15HP_415V_AUX0NO+1NC_COIL110V |  |  | 3465 | INR | 2025-07-15 | Schneider WEF 15-Jul-2025 | Switching _All_WEF 15th Jul 25.pdf | 8 | Power Contactors LC1E (3 Pole AC Control) | LC1E2501 | Entered from Page 8; base LC1E2501*, coil M7 column. | ACTIVE | OK
Motor Control | Contactor | Contactor | CONTACTOR¦POWER_CONTACTOR | Power Contactor | CONT_POW_3P_AC3_25A_11kW_15HP_415V_AUX0NO+1NC_COIL220V | Power Contactor – 3P ¦ AC3 25A ¦ 11kW/15HP @415V ¦ Coil 220VAC ¦ Aux 0NO+1NC | CONT_POW_3P_AC3_25A_11kW_15HP_415V_AUX0NO+1NC_COIL220V | Power Contactor – 3P ¦ AC3 25A ¦ 11kW/15HP @415V ¦ Aux 0NO+1NC ¦ Coil 220V AC | Power Contactor – 3P ¦ AC3 25A ¦ 11kW/15HP @415V ¦ Aux 0NO+1NC ¦ Coil 220V AC |  | FRAME-1 | [7 empty] | SYSTEM_VOLTAGE_V | 415 | V | MOTOR_KW | 11 | kW | MOTOR_HP | 15 | HP | [15 empty] | POLES | 3P |  | DUTY_TYPE | AC3 |  | COIL | 220VAC |  | AUX_CONTACTS | 0NO+1NC | [13 empty] | 3P | AC3 | 25 | A | AC | 220 | VAC | 0NO+1NC | [8 empty] | Schneider | Easy TeSys | LC1D | LC1D25M7 | 2 | CONT_POW_3P_AC3_25A_11kW_15HP_415V_AUX0NO+1NC_COIL220V |  |  | 3465 | INR | 2025-07-15 | Schneider WEF 15-Jul-2025 | Switching _All_WEF 15th Jul 25.pdf | 8 | Power Contactors LC1E (3 Pole AC Control) | LC1E2501 | Entered from Page 8; base LC1E2501*, coil M7 column. | ACTIVE | OK
Motor Control | Contactor | Contactor | CONTACTOR¦POWER_CONTACTOR | Power Contactor | CONT_POW_3P_AC3_25A_11kW_15HP_415V_AUX0NO+1NC_COIL415V | Power Contactor – 3P ¦ AC3 25A ¦ 11kW/15HP @415V ¦ Coil 415VAC ¦ Aux 0NO+1NC | CONT_POW_3P_AC3_25A_11kW_15HP_415V_AUX0NO+1NC_COIL415V | Power Contactor – 3P ¦ AC3 25A ¦ 11kW/15HP @415V ¦ Aux 0NO+1NC ¦ Coil 415V AC | Power Contactor – 3P ¦ AC3 25A ¦ 11kW/15HP @415V ¦ Aux 0NO+1NC ¦ Coil 415V AC |  | FRAME-1 | [7 empty] | SYSTEM_VOLTAGE_V | 415 | V | MOTOR_KW | 11 | kW | MOTOR_HP | 15 | HP | [15 empty] | POLES | 3P |  | DUTY_TYPE | AC3 |  | COIL | 415VAC |  | AUX_CONTACTS | 0NO+1NC | [13 empty] | 3P | AC3 | 25 | A | AC | 415 | VAC | 0NO+1NC | [8 empty] | Schneider | Easy TeSys | LC1D | LC1D25N7 | 2 | CONT_POW_3P_AC3_25A_11kW_15HP_415V_AUX0NO+1NC_COIL415V |  |  | 3465 | INR | 2025-07-15 | Schneider WEF 15-Jul-2025 | Switching _All_WEF 15th Jul 25.pdf | 8 | Power Contactors LC1E (3 Pole AC Control) | LC1E2501 | Entered from Page 8; base LC1E2501*, coil N5 column. | ACTIVE | OK
Motor Control | Contactor | Contactor | CONTACTOR¦POWER_CONTACTOR | Power Contactor | CONT_POW_3P_AC1_60A_22kW_30HP_415V_AUX0NO+1NC_COIL110V | Power Contactor – 3P ¦ AC1 60A ¦ 22kW/30HP @415V ¦ Aux 0NO+1NC ¦ Coil 110V AC | CONT_POW_3P_AC1_60A_22kW_30HP_415V_AUX0NO+1NC_COIL110V | Power Contactor – 3P ¦ AC1 60A ¦ 22kW/30HP @415V ¦ Aux 0NO+1NC ¦ Coil 110V AC | Power Contactor – 3P ¦ AC1 60A ¦ 22kW/30HP @415V ¦ Aux 0NO+1NC ¦ Coil 110V AC |  | FRAME-1 | [7 empty] | SYSTEM_VOLTAGE_V | 415 | V | MOTOR_KW | 22 | kW | MOTOR_HP | 30 | HP | [15 empty] | POLES | 3P |  | DUTY_TYPE | AC1 |  | COIL | 110VAC |  | AUX_CONTACTS | 0NO+1NC | [13 empty] | 3P | AC1 | 60 | A | AC | 110 | VAC | 0NO+1NC | [8 empty] | Schneider | Easy TeSys | LC1D | LC1D40AF7 | 2 | CONT_POW_3P_AC1_60A_22kW_30HP_415V_AUX0NO+1NC_COIL110V |  |  | 10255 | INR | 2025-07-15 | Schneider WEF 15-Jul-2025 | Switching _All_WEF 15th Jul 25.pdf | 8 | Power Contactors LC1E (3 Pole AC Control) | LC1E1201 | Entered from Page 8; base LC1E1201*, coil M7 column. | ACTIVE | OK
Motor Control | Contactor | Contactor | CONTACTOR¦POWER_CONTACTOR | Power Contactor | CONT_POW_3P_AC1_60A_22kW_30HP_415V_AUX0NO+1NC_COIL220V | Power Contactor – 3P ¦ AC1 60A ¦ 22kW/30HP @415V ¦ Aux 0NO+1NC ¦ Coil 220V AC | CONT_POW_3P_AC1_60A_22kW_30HP_415V_AUX0NO+1NC_COIL220V | Power Contactor – 3P ¦ AC1 60A ¦ 22kW/30HP @415V ¦ Aux 0NO+1NC ¦ Coil 220V AC | Power Contactor – 3P ¦ AC1 60A ¦ 22kW/30HP @415V ¦ Aux 0NO+1NC ¦ Coil 220V AC |  | FRAME-1 | [7 empty] | SYSTEM_VOLTAGE_V | 415 | V | MOTOR_KW | 22 | kW | MOTOR_HP | 30 | HP | [15 empty] | POLES | 3P |  | DUTY_TYPE | AC1 |  | COIL | 220VAC |  | AUX_CONTACTS | 0NO+1NC | [13 empty] | 3P | AC1 | 60 | A | AC | 220 | VAC | 0NO+1NC | [8 empty] | Schneider | Easy TeSys | LC1D | LC1D40AM7 | 2 | CONT_POW_3P_AC1_60A_22kW_30HP_415V_AUX0NO+1NC_COIL220V |  |  | 10255 | INR | 2025-07-15 | Schneider WEF 15-Jul-2025 | Switching _All_WEF 15th Jul 25.pdf | 8 | Power Contactors LC1E (3 Pole AC Control) | LC1E1201 | Entered from Page 8; base LC1E1201*, coil M7 column. | ACTIVE | OK
Motor Control | Contactor | Contactor | CONTACTOR¦POWER_CONTACTOR | Power Contactor | CONT_POW_3P_AC1_60A_22kW_30HP_415V_AUX0NO+1NC_COIL415V | Power Contactor – 3P ¦ AC1 60A ¦ 22kW/30HP @415V ¦ Aux 0NO+1NC ¦ Coil 415V AC | CONT_POW_3P_AC1_60A_22kW_30HP_415V_AUX0NO+1NC_COIL415V | Power Contactor – 3P ¦ AC1 60A ¦ 22kW/30HP @415V ¦ Aux 0NO+1NC ¦ Coil 415V AC | Power Contactor – 3P ¦ AC1 60A ¦ 22kW/30HP @415V ¦ Aux 0NO+1NC ¦ Coil 415V AC |  | FRAME-1 | [7 empty] | SYSTEM_VOLTAGE_V | 415 | V | MOTOR_KW | 22 | kW | MOTOR_HP | 30 | HP | [15 empty] | POLES | 3P |  | DUTY_TYPE | AC1 |  | COIL | 415VAC |  | AUX_CONTACTS | 0NO+1NC | [13 empty] | 3P | AC1 | 60 | A | AC | 415 | VAC | 0NO+1NC | [8 empty] | Schneider | Easy TeSys | LC1D | LC1D40AN7 | 2 | CONT_POW_3P_AC1_60A_22kW_30HP_415V_AUX0NO+1NC_COIL415V |  |  | 10255 | INR | 2025-07-15 | Schneider WEF 15-Jul-2025 | Switching _All_WEF 15th Jul 25.pdf | 8 | Power Contactors LC1E (3 Pole AC Control) | LC1E1201 | Entered from Page 8; base LC1E1201*, coil M7 column. | ACTIVE | OK
Motor Control | Contactor | Contactor | CONTACTOR¦POWER_CONTACTOR | Power Contactor | CONT_POW_3P_AC3_40A_22kW_30HP_415V_AUX0NO+1NC_COIL110V | Power Contactor – 3P ¦ AC3 40A ¦ 22kW/30HP @415V ¦ Aux 0NO+1NC ¦ Coil 110V AC | CONT_POW_3P_AC3_40A_22kW_30HP_415V_AUX0NO+1NC_COIL110V | Power Contactor – 3P ¦ AC3 40A ¦ 22kW/30HP @415V ¦ Aux 0NO+1NC ¦ Coil 110V AC | Power Contactor – 3P ¦ AC3 40A ¦ 22kW/30HP @415V ¦ Aux 0NO+1NC ¦ Coil 110V AC |  | FRAME-1 | [7 empty] | SYSTEM_VOLTAGE_V | 415 | V | MOTOR_KW | 22 | kW | MOTOR_HP | 30 | HP | [15 empty] | POLES | 3P |  | DUTY_TYPE | AC1 |  | COIL | 110VAC |  | AUX_CONTACTS | 0NO+1NC | [13 empty] | 3P | AC3 | 40 | A | AC | 110 | VAC | 0NO+1NC | [8 empty] | Schneider | Easy TeSys | LC1D | LC1D40AF7 | 2 | CONT_POW_3P_AC3_40A_22kW_30HP_415V_AUX0NO+1NC_COIL110V |  |  | 10255 | INR | 2025-07-15 | Schneider WEF 15-Jul-2025 | Switching _All_WEF 15th Jul 25.pdf | 8 | Power Contactors LC1E (3 Pole AC Control) | LC1E1201 | Entered from Page 8; base LC1E1201*, coil M7 column. | ACTIVE | OK
Motor Control | Contactor | Contactor | CONTACTOR¦POWER_CONTACTOR | Power Contactor | CONT_POW_3P_AC3_40A_22kW_30HP_415V_AUX0NO+1NC_COIL220V | Power Contactor – 3P ¦ AC3 40A ¦ 22kW/30HP @415V ¦ Aux 0NO+1NC ¦ Coil 220V AC | CONT_POW_3P_AC3_40A_22kW_30HP_415V_AUX0NO+1NC_COIL220V | Power Contactor – 3P ¦ AC3 40A ¦ 22kW/30HP @415V ¦ Aux 0NO+1NC ¦ Coil 220V AC | Power Contactor – 3P ¦ AC3 40A ¦ 22kW/30HP @415V ¦ Aux 0NO+1NC ¦ Coil 220V AC |  | FRAME-1 | [7 empty] | SYSTEM_VOLTAGE_V | 415 | V | MOTOR_KW | 22 | kW | MOTOR_HP | 30 | HP | [15 empty] | POLES | 3P |  | DUTY_TYPE | AC1 |  | COIL | 220VAC |  | AUX_CONTACTS | 0NO+1NC | [13 empty] | 3P | AC3 | 40 | A | AC | 220 | VAC | 0NO+1NC | [8 empty] | Schneider | Easy TeSys | LC1D | LC1D40AM7 | 2 | CONT_POW_3P_AC3_40A_22kW_30HP_415V_AUX0NO+1NC_COIL220V |  |  | 10255 | INR | 2025-07-15 | Schneider WEF 15-Jul-2025 | Switching _All_WEF 15th Jul 25.pdf | 8 | Power Contactors LC1E (3 Pole AC Control) | LC1E1201 | Entered from Page 8; base LC1E1201*, coil M7 column. | ACTIVE | OK
Motor Control | Contactor | Contactor | CONTACTOR¦POWER_CONTACTOR | Power Contactor | CONT_POW_3P_AC3_40A_22kW_30HP_415V_AUX0NO+1NC_COIL415V | Power Contactor – 3P ¦ AC3 40A ¦ 22kW/30HP @415V ¦ Aux 0NO+1NC ¦ Coil 415V AC | CONT_POW_3P_AC3_40A_22kW_30HP_415V_AUX0NO+1NC_COIL415V | Power Contactor – 3P ¦ AC3 40A ¦ 22kW/30HP @415V ¦ Aux 0NO+1NC ¦ Coil 415V AC | Power Contactor – 3P ¦ AC3 40A ¦ 22kW/30HP @415V ¦ Aux 0NO+1NC ¦ Coil 415V AC |  | FRAME-1 | [7 empty] | SYSTEM_VOLTAGE_V | 415 | V | MOTOR_KW | 22 | kW | MOTOR_HP | 30 | HP | [15 empty] | POLES | 3P |  | DUTY_TYPE | AC1 |  | COIL | 415VAC |  | AUX_CONTACTS | 0NO+1NC | [13 empty] | 3P | AC3 | 40 | A | AC | 415 | VAC | 0NO+1NC | [8 empty] | Schneider | Easy TeSys | LC1D | LC1D40AN7 | 2 | CONT_POW_3P_AC3_40A_22kW_30HP_415V_AUX0NO+1NC_COIL415V |  |  | 10255 | INR | 2025-07-15 | Schneider WEF 15-Jul-2025 | Switching _All_WEF 15th Jul 25.pdf | 8 | Power Contactors LC1E (3 Pole AC Control) | LC1E1201 | Entered from Page 8; base LC1E1201*, coil M7 column. | ACTIVE | OK
Motor Control | Contactor | Contactor | CONTACTOR¦POWER_CONTACTOR | Power Contactor | CONT_POW_3P_AC1_80A_25kW_35HP_415V_AUX0NO+1NC_COIL110V | Power Contactor – 3P ¦ AC1 80A ¦ 25kW/35HP @415V ¦ Aux 0NO+1NC ¦ Coil 110V AC | CONT_POW_3P_AC1_80A_25kW_35HP_415V_AUX0NO+1NC_COIL110V | Power Contactor – 3P ¦ AC1 80A ¦ 25kW/35HP @415V ¦ Aux 0NO+1NC ¦ Coil 110V AC | Power Contactor – 3P ¦ AC1 80A ¦ 25kW/35HP @415V ¦ Aux 0NO+1NC ¦ Coil 110V AC |  | FRAME-1 | [7 empty] | SYSTEM_VOLTAGE_V | 415 | V | MOTOR_KW | 25 | kW | MOTOR_HP | 35 | HP | [15 empty] | POLES | 3P |  | DUTY_TYPE | AC1 |  | COIL | 110VAC |  | AUX_CONTACTS | 0NO+1NC | [13 empty] | 3P | AC1 | 80 | A | AC | 110 | VAC | 0NO+1NC | [8 empty] | Schneider | Easy TeSys | LC1D | LC1D50AF7 | 2 | CONT_POW_3P_AC1_80A_25kW_35HP_415V_AUX0NO+1NC_COIL110V |  |  | 13295 | INR | 2025-07-15 | Schneider WEF 15-Jul-2025 | Switching _All_WEF 15th Jul 25.pdf | 8 | Power Contactors LC1E (3 Pole AC Control) | LC1E1201 | Entered from Page 8; base LC1E1201*, coil M7 column. | ACTIVE | OK
Motor Control | Contactor | Contactor | CONTACTOR¦POWER_CONTACTOR | Power Contactor | CONT_POW_3P_AC1_80A_25kW_35HP_415V_AUX0NO+1NC_COIL220V | Power Contactor – 3P ¦ AC1 80A ¦ 25kW/35HP @415V ¦ Aux 0NO+1NC ¦ Coil 220V AC | CONT_POW_3P_AC1_80A_25kW_35HP_415V_AUX0NO+1NC_COIL220V | Power Contactor – 3P ¦ AC1 80A ¦ 25kW/35HP @415V ¦ Aux 0NO+1NC ¦ Coil 220V AC | Power Contactor – 3P ¦ AC1 80A ¦ 25kW/35HP @415V ¦ Aux 0NO+1NC ¦ Coil 220V AC |  | FRAME-1 | [7 empty] | SYSTEM_VOLTAGE_V | 415 | V | MOTOR_KW | 25 | kW | MOTOR_HP | 35 | HP | [15 empty] | POLES | 3P |  | DUTY_TYPE | AC1 |  | COIL | 220VAC |  | AUX_CONTACTS | 0NO+1NC | [13 empty] | 3P | AC1 | 80 | A | AC | 220 | VAC | 0NO+1NC | [8 empty] | Schneider | Easy TeSys | LC1D | LC1D50AM7 | 2 | CONT_POW_3P_AC1_80A_25kW_35HP_415V_AUX0NO+1NC_COIL220V |  |  | 13295 | INR | 2025-07-15 | Schneider WEF 15-Jul-2025 | Switching _All_WEF 15th Jul 25.pdf | 8 | Power Contactors LC1E (3 Pole AC Control) | LC1E1201 | Entered from Page 8; base LC1E1201*, coil M7 column. | ACTIVE | OK
Motor Control | Contactor | Contactor | CONTACTOR¦POWER_CONTACTOR | Power Contactor | CONT_POW_3P_AC1_80A_25kW_35HP_415V_AUX0NO+1NC_COIL415V | Power Contactor – 3P ¦ AC1 80A ¦ 25kW/35HP @415V ¦ Aux 0NO+1NC ¦ Coil 415V AC | CONT_POW_3P_AC1_80A_25kW_35HP_415V_AUX0NO+1NC_COIL415V | Power Contactor – 3P ¦ AC1 80A ¦ 25kW/35HP @415V ¦ Aux 0NO+1NC ¦ Coil 415V AC | Power Contactor – 3P ¦ AC1 80A ¦ 25kW/35HP @415V ¦ Aux 0NO+1NC ¦ Coil 415V AC |  | FRAME-1 | [7 empty] | SYSTEM_VOLTAGE_V | 415 | V | MOTOR_KW | 25 | kW | MOTOR_HP | 35 | HP | [15 empty] | POLES | 3P |  | DUTY_TYPE | AC1 |  | COIL | 415VAC |  | AUX_CONTACTS | 0NO+1NC | [13 empty] | 3P | AC1 | 80 | A | AC | 415 | VAC | 0NO+1NC | [8 empty] | Schneider | Easy TeSys | LC1D | LC1D50AN7 | 2 | CONT_POW_3P_AC1_80A_25kW_35HP_415V_AUX0NO+1NC_COIL415V |  |  | 13295 | INR | 2025-07-15 | Schneider WEF 15-Jul-2025 | Switching _All_WEF 15th Jul 25.pdf | 8 | Power Contactors LC1E (3 Pole AC Control) | LC1E1201 | Entered from Page 8; base LC1E1201*, coil M7 column. | ACTIVE | OK
Motor Control | Contactor | Contactor | CONTACTOR¦POWER_CONTACTOR | Power Contactor | CONT_POW_3P_AC3_50A_25kW_35HP_415V_AUX0NO+1NC_COIL110V | Power Contactor – 3P ¦ AC3 50A ¦ 25kW/35HP @415V ¦ Aux 0NO+1NC ¦ Coil 110V AC | CONT_POW_3P_AC3_50A_25kW_35HP_415V_AUX0NO+1NC_COIL110V | Power Contactor – 3P ¦ AC3 50A ¦ 25kW/35HP @415V ¦ Aux 0NO+1NC ¦ Coil 110V AC | Power Contactor – 3P ¦ AC3 50A ¦ 25kW/35HP @415V ¦ Aux 0NO+1NC ¦ Coil 110V AC |  | FRAME-1 | [7 empty] | SYSTEM_VOLTAGE_V | 415 | V | MOTOR_KW | 25 | kW | MOTOR_HP | 35 | HP | [15 empty] | POLES | 3P |  | DUTY_TYPE | AC1 |  | COIL | 110VAC |  | AUX_CONTACTS | 0NO+1NC | [13 empty] | 3P | AC3 | 50 | A | AC | 110 | VAC | 0NO+1NC | [8 empty] | Schneider | Easy TeSys | LC1D | LC1D50AF7 | 2 | CONT_POW_3P_AC3_50A_25kW_35HP_415V_AUX0NO+1NC_COIL110V |  |  | 13295 | INR | 2025-07-15 | Schneider WEF 15-Jul-2025 | Switching _All_WEF 15th Jul 25.pdf | 8 | Power Contactors LC1E (3 Pole AC Control) | LC1E1201 | Entered from Page 8; base LC1E1201*, coil M7 column. | ACTIVE | OK
Motor Control | Contactor | Contactor | CONTACTOR¦POWER_CONTACTOR | Power Contactor | CONT_POW_3P_AC3_50A_25kW_35HP_415V_AUX0NO+1NC_COIL220V | Power Contactor – 3P ¦ AC3 50A ¦ 25kW/35HP @415V ¦ Aux 0NO+1NC ¦ Coil 220V AC | CONT_POW_3P_AC3_50A_25kW_35HP_415V_AUX0NO+1NC_COIL220V | Power Contactor – 3P ¦ AC3 50A ¦ 25kW/35HP @415V ¦ Aux 0NO+1NC ¦ Coil 220V AC | Power Contactor – 3P ¦ AC3 50A ¦ 25kW/35HP @415V ¦ Aux 0NO+1NC ¦ Coil 220V AC |  | FRAME-1 | [7 empty] | SYSTEM_VOLTAGE_V | 415 | V | MOTOR_KW | 25 | kW | MOTOR_HP | 35 | HP | [15 empty] | POLES | 3P |  | DUTY_TYPE | AC1 |  | COIL | 220VAC |  | AUX_CONTACTS | 0NO+1NC | [13 empty] | 3P | AC3 | 50 | A | AC | 220 | VAC | 0NO+1NC | [8 empty] | Schneider | Easy TeSys | LC1D | LC1D50AM7 | 2 | CONT_POW_3P_AC3_50A_25kW_35HP_415V_AUX0NO+1NC_COIL220V |  |  | 13295 | INR | 2025-07-15 | Schneider WEF 15-Jul-2025 | Switching _All_WEF 15th Jul 25.pdf | 8 | Power Contactors LC1E (3 Pole AC Control) | LC1E1201 | Entered from Page 8; base LC1E1201*, coil M7 column. | ACTIVE | OK
Motor Control | Contactor | Contactor | CONTACTOR¦POWER_CONTACTOR | Power Contactor | CONT_POW_3P_AC3_50A_25kW_35HP_415V_AUX0NO+1NC_COIL415V | Power Contactor – 3P ¦ AC3 50A ¦ 25kW/35HP @415V ¦ Aux 0NO+1NC ¦ Coil 415V AC | CONT_POW_3P_AC3_50A_25kW_35HP_415V_AUX0NO+1NC_COIL415V | Power Contactor – 3P ¦ AC3 50A ¦ 25kW/35HP @415V ¦ Aux 0NO+1NC ¦ Coil 415V AC | Power Contactor – 3P ¦ AC3 50A ¦ 25kW/35HP @415V ¦ Aux 0NO+1NC ¦ Coil 415V AC |  | FRAME-1 | [7 empty] | SYSTEM_VOLTAGE_V | 415 | V | MOTOR_KW | 25 | kW | MOTOR_HP | 35 | HP | [15 empty] | POLES | 3P |  | DUTY_TYPE | AC1 |  | COIL | 415VAC |  | AUX_CONTACTS | 0NO+1NC | [13 empty] | 3P | AC3 | 50 | A | AC | 415 | VAC | 0NO+1NC | [8 empty] | Schneider | Easy TeSys | LC1D | LC1D50AN7 | 2 | CONT_POW_3P_AC3_50A_25kW_35HP_415V_AUX0NO+1NC_COIL415V |  |  | 13295 | INR | 2025-07-15 | Schneider WEF 15-Jul-2025 | Switching _All_WEF 15th Jul 25.pdf | 8 | Power Contactors LC1E (3 Pole AC Control) | LC1E1201 | Entered from Page 8; base LC1E1201*, coil M7 column. | ACTIVE | OK
Motor Control | Contactor | Contactor | CONTACTOR¦POWER_CONTACTOR | Power Contactor | CONT_POW_3P_AC1_80A_37kW_50HP_415V_AUX0NO+1NC_COIL110V | Power Contactor – 3P ¦ AC1 80A ¦ 37kW/50HP @415V ¦ Aux 0NO+1NC ¦ Coil 110V AC | CONT_POW_3P_AC1_80A_37kW_50HP_415V_AUX0NO+1NC_COIL110V | Power Contactor – 3P ¦ AC1 80A ¦ 37kW/50HP @415V ¦ Aux 0NO+1NC ¦ Coil 110V AC | Power Contactor – 3P ¦ AC1 80A ¦ 37kW/50HP @415V ¦ Aux 0NO+1NC ¦ Coil 110V AC |  | FRAME-1 | [7 empty] | SYSTEM_VOLTAGE_V | 415 | V | MOTOR_KW | 37 | kW | MOTOR_HP | 50 | HP | [15 empty] | POLES | 3P |  | DUTY_TYPE | AC1 |  | COIL | 110VAC |  | AUX_CONTACTS | 0NO+1NC | [13 empty] | 3P | AC1 | 80 | A | AC | 110 | VAC | 0NO+1NC | [8 empty] | Schneider | Easy TeSys | LC1D | LC1D80AF7 | 2 | CONT_POW_3P_AC1_80A_37kW_50HP_415V_AUX0NO+1NC_COIL110V |  |  | 23055 | INR | 2025-07-15 | Schneider WEF 15-Jul-2025 | Switching _All_WEF 15th Jul 25.pdf | 8 | Power Contactors LC1E (3 Pole AC Control) | LC1E1201 | Entered from Page 8; base LC1E1201*, coil M7 column. | ACTIVE | OK
Motor Control | Contactor | Contactor | CONTACTOR¦POWER_CONTACTOR | Power Contactor | CONT_POW_3P_AC1_80A_37kW_50HP_415V_AUX0NO+1NC_COIL220V | Power Contactor – 3P ¦ AC1 80A ¦ 37kW/50HP @415V ¦ Aux 0NO+1NC ¦ Coil 220V AC | CONT_POW_3P_AC1_80A_37kW_50HP_415V_AUX0NO+1NC_COIL220V | Power Contactor – 3P ¦ AC1 80A ¦ 37kW/50HP @415V ¦ Aux 0NO+1NC ¦ Coil 220V AC | Power Contactor – 3P ¦ AC1 80A ¦ 37kW/50HP @415V ¦ Aux 0NO+1NC ¦ Coil 220V AC |  | FRAME-1 | [7 empty] | SYSTEM_VOLTAGE_V | 415 | V | MOTOR_KW | 37 | kW | MOTOR_HP | 50 | HP | [15 empty] | POLES | 3P |  | DUTY_TYPE | AC1 |  | COIL | 220VAC |  | AUX_CONTACTS | 0NO+1NC | [13 empty] | 3P | AC1 | 80 | A | AC | 220 | VAC | 0NO+1NC | [8 empty] | Schneider | Easy TeSys | LC1D | LC1D80AM7 | 2 | CONT_POW_3P_AC1_80A_37kW_50HP_415V_AUX0NO+1NC_COIL220V |  |  | 23055 | INR | 2025-07-15 | Schneider WEF 15-Jul-2025 | Switching _All_WEF 15th Jul 25.pdf | 8 | Power Contactors LC1E (3 Pole AC Control) | LC1E1201 | Entered from Page 8; base LC1E1201*, coil M7 column. | ACTIVE | OK
Motor Control | Contactor | Contactor | CONTACTOR¦POWER_CONTACTOR | Power Contactor | CONT_POW_3P_AC1_80A_37kW_50HP_415V_AUX0NO+1NC_COIL415V | Power Contactor – 3P ¦ AC1 80A ¦ 37kW/50HP @415V ¦ Aux 0NO+1NC ¦ Coil 415V AC | CONT_POW_3P_AC1_80A_37kW_50HP_415V_AUX0NO+1NC_COIL415V | Power Contactor – 3P ¦ AC1 80A ¦ 37kW/50HP @415V ¦ Aux 0NO+1NC ¦ Coil 415V AC | Power Contactor – 3P ¦ AC1 80A ¦ 37kW/50HP @415V ¦ Aux 0NO+1NC ¦ Coil 415V AC |  | FRAME-1 | [7 empty] | SYSTEM_VOLTAGE_V | 415 | V | MOTOR_KW | 37 | kW | MOTOR_HP | 50 | HP | [15 empty] | POLES | 3P |  | DUTY_TYPE | AC1 |  | COIL | 415VAC |  | AUX_CONTACTS | 0NO+1NC | [13 empty] | 3P | AC1 | 80 | A | AC | 415 | VAC | 0NO+1NC | [8 empty] | Schneider | Easy TeSys | LC1D | LC1D80AN7 | 2 | CONT_POW_3P_AC1_80A_37kW_50HP_415V_AUX0NO+1NC_COIL415V |  |  | 23055 | INR | 2025-07-15 | Schneider WEF 15-Jul-2025 | Switching _All_WEF 15th Jul 25.pdf | 8 | Power Contactors LC1E (3 Pole AC Control) | LC1E1201 | Entered from Page 8; base LC1E1201*, coil M7 column. | ACTIVE | OK
Motor Control | Contactor | Contactor | CONTACTOR¦POWER_CONTACTOR | Power Contactor | CONT_POW_3P_AC3_80A_37kW_50HP_415V_AUX0NO+1NC_COIL110V | Power Contactor – 3P ¦ AC3 80A ¦ 37kW/50HP @415V ¦ Aux 0NO+1NC ¦ Coil 110V AC | CONT_POW_3P_AC3_80A_37kW_50HP_415V_AUX0NO+1NC_COIL110V | Power Contactor – 3P ¦ AC3 80A ¦ 37kW/50HP @415V ¦ Aux 0NO+1NC ¦ Coil 110V AC | Power Contactor – 3P ¦ AC3 80A ¦ 37kW/50HP @415V ¦ Aux 0NO+1NC ¦ Coil 110V AC |  | FRAME-1 | [7 empty] | SYSTEM_VOLTAGE_V | 415 | V | MOTOR_KW | 37 | kW | MOTOR_HP | 50 | HP | [15 empty] | POLES | 3P |  | DUTY_TYPE | AC1 |  | COIL | 110VAC |  | AUX_CONTACTS | 0NO+1NC | [13 empty] | 3P | AC3 | 80 | A | AC | 110 | VAC | 0NO+1NC | [8 empty] | Schneider | Easy TeSys | LC1D | LC1D80AF7 | 2 | CONT_POW_3P_AC3_80A_37kW_50HP_415V_AUX0NO+1NC_COIL110V |  |  | 23055 | INR | 2025-07-15 | Schneider WEF 15-Jul-2025 | Switching _All_WEF 15th Jul 25.pdf | 8 | Power Contactors LC1E (3 Pole AC Control) | LC1E1201 | Entered from Page 8; base LC1E1201*, coil M7 column. | ACTIVE | OK
Motor Control | Contactor | Contactor | CONTACTOR¦POWER_CONTACTOR | Power Contactor | CONT_POW_3P_AC3_80A_37kW_50HP_415V_AUX0NO+1NC_COIL220V | Power Contactor – 3P ¦ AC3 80A ¦ 37kW/50HP @415V ¦ Aux 0NO+1NC ¦ Coil 220V AC | CONT_POW_3P_AC3_80A_37kW_50HP_415V_AUX0NO+1NC_COIL220V | Power Contactor – 3P ¦ AC3 80A ¦ 37kW/50HP @415V ¦ Aux 0NO+1NC ¦ Coil 220V AC | Power Contactor – 3P ¦ AC3 80A ¦ 37kW/50HP @415V ¦ Aux 0NO+1NC ¦ Coil 220V AC |  | FRAME-1 | [7 empty] | SYSTEM_VOLTAGE_V | 415 | V | MOTOR_KW | 37 | kW | MOTOR_HP | 50 | HP | [15 empty] | POLES | 3P |  | DUTY_TYPE | AC1 |  | COIL | 220VAC |  | AUX_CONTACTS | 0NO+1NC | [13 empty] | 3P | AC3 | 80 | A | AC | 220 | VAC | 0NO+1NC | [8 empty] | Schneider | Easy TeSys | LC1D | LC1D80AM7 | 2 | CONT_POW_3P_AC3_80A_37kW_50HP_415V_AUX0NO+1NC_COIL220V |  |  | 23055 | INR | 2025-07-15 | Schneider WEF 15-Jul-2025 | Switching _All_WEF 15th Jul 25.pdf | 8 | Power Contactors LC1E (3 Pole AC Control) | LC1E1201 | Entered from Page 8; base LC1E1201*, coil M7 column. | ACTIVE | OK
Motor Control | Contactor | Contactor | CONTACTOR¦POWER_CONTACTOR | Power Contactor | CONT_POW_3P_AC3_80A_37kW_50HP_415V_AUX0NO+1NC_COIL415V | Power Contactor – 3P ¦ AC3 80A ¦ 37kW/50HP @415V ¦ Aux 0NO+1NC ¦ Coil 415V AC | CONT_POW_3P_AC3_80A_37kW_50HP_415V_AUX0NO+1NC_COIL415V | Power Contactor – 3P ¦ AC3 80A ¦ 37kW/50HP @415V ¦ Aux 0NO+1NC ¦ Coil 415V AC | Power Contactor – 3P ¦ AC3 80A ¦ 37kW/50HP @415V ¦ Aux 0NO+1NC ¦ Coil 415V AC |  | FRAME-1 | [7 empty] | SYSTEM_VOLTAGE_V | 415 | V | MOTOR_KW | 37 | kW | MOTOR_HP | 50 | HP | [15 empty] | POLES | 3P |  | DUTY_TYPE | AC1 |  | COIL | 415VAC |  | AUX_CONTACTS | 0NO+1NC | [13 empty] | 3P | AC3 | 80 | A | AC | 415 | VAC | 0NO+1NC | [8 empty] | Schneider | Easy TeSys | LC1D | LC1D80AN7 | 2 | CONT_POW_3P_AC3_80A_37kW_50HP_415V_AUX0NO+1NC_COIL415V |  |  | 23055 | INR | 2025-07-15 | Schneider WEF 15-Jul-2025 | Switching _All_WEF 15th Jul 25.pdf | 8 | Power Contactors LC1E (3 Pole AC Control) | LC1E1201 | Entered from Page 8; base LC1E1201*, coil M7 column. | ACTIVE | OK
Motor Control | Contactor | Contactor | CONTACTOR¦POWER_CONTACTOR | Power Contactor | CONT_POW_3P_AC1_125A_45kW_60HP_415V_AUX0NO+1NC_COIL110V | Power Contactor – 3P ¦ AC1 125A ¦ 45kW/60HP @415V ¦ Aux 0NO+1NC ¦ Coil 110V AC | CONT_POW_3P_AC1_125A_45kW_60HP_415V_AUX0NO+1NC_COIL110V | Power Contactor – 3P ¦ AC1 125A ¦ 45kW/60HP @415V ¦ Aux 0NO+1NC ¦ Coil 110V AC | Power Contactor – 3P ¦ AC1 125A ¦ 45kW/60HP @415V ¦ Aux 0NO+1NC ¦ Coil 110V AC |  | FRAME-1 | [7 empty] | SYSTEM_VOLTAGE_V | 415 | V | MOTOR_KW | 45 | kW | MOTOR_HP | 60 | HP | [15 empty] | POLES | 3P |  | DUTY_TYPE | AC1 |  | COIL | 110VAC |  | AUX_CONTACTS | 0NO+1NC | [13 empty] | 3P | AC1 | 125 | A | AC | 110 | VAC | 0NO+1NC | [8 empty] | Schneider | Easy TeSys | LC1D | LC1D80F7 | 2 | CONT_POW_3P_AC1_125A_45kW_60HP_415V_AUX0NO+1NC_COIL110V |  |  | 28505 | INR | 2025-07-15 | Schneider WEF 15-Jul-2025 | Switching _All_WEF 15th Jul 25.pdf | 8 | Power Contactors LC1E (3 Pole AC Control) | LC1E1201 | Entered from Page 8; base LC1E1201*, coil M7 column. | ACTIVE | OK
Motor Control | Contactor | Contactor | CONTACTOR¦POWER_CONTACTOR | Power Contactor | CONT_POW_3P_AC1_125A_45kW_60HP_415V_AUX0NO+1NC_COIL220V | Power Contactor – 3P ¦ AC1 125A ¦ 45kW/60HP @415V ¦ Aux 0NO+1NC ¦ Coil 220V AC | CONT_POW_3P_AC1_125A_45kW_60HP_415V_AUX0NO+1NC_COIL220V | Power Contactor – 3P ¦ AC1 125A ¦ 45kW/60HP @415V ¦ Aux 0NO+1NC ¦ Coil 220V AC | Power Contactor – 3P ¦ AC1 125A ¦ 45kW/60HP @415V ¦ Aux 0NO+1NC ¦ Coil 220V AC |  | FRAME-1 | [7 empty] | SYSTEM_VOLTAGE_V | 415 | V | MOTOR_KW | 45 | kW | MOTOR_HP | 60 | HP | [15 empty] | POLES | 3P |  | DUTY_TYPE | AC1 |  | COIL | 220VAC |  | AUX_CONTACTS | 0NO+1NC | [13 empty] | 3P | AC1 | 125 | A | AC | 220 | VAC | 0NO+1NC | [8 empty] | Schneider | Easy TeSys | LC1D | LC1D80M7 | 2 | CONT_POW_3P_AC1_125A_45kW_60HP_415V_AUX0NO+1NC_COIL220V |  |  | 28505 | INR | 2025-07-15 | Schneider WEF 15-Jul-2025 | Switching _All_WEF 15th Jul 25.pdf | 8 | Power Contactors LC1E (3 Pole AC Control) | LC1E1201 | Entered from Page 8; base LC1E1201*, coil M7 column. | ACTIVE | OK
Motor Control | Contactor | Contactor | CONTACTOR¦POWER_CONTACTOR | Power Contactor | CONT_POW_3P_AC1_125A_45kW_60HP_415V_AUX0NO+1NC_COIL415V | Power Contactor – 3P ¦ AC1 125A ¦ 45kW/60HP @415V ¦ Aux 0NO+1NC ¦ Coil 415V AC | CONT_POW_3P_AC1_125A_45kW_60HP_415V_AUX0NO+1NC_COIL415V | Power Contactor – 3P ¦ AC1 125A ¦ 45kW/60HP @415V ¦ Aux 0NO+1NC ¦ Coil 415V AC | Power Contactor – 3P ¦ AC1 125A ¦ 45kW/60HP @415V ¦ Aux 0NO+1NC ¦ Coil 415V AC |  | FRAME-1 | [7 empty] | SYSTEM_VOLTAGE_V | 415 | V | MOTOR_KW | 45 | kW | MOTOR_HP | 60 | HP | [15 empty] | POLES | 3P |  | DUTY_TYPE | AC1 |  | COIL | 415VAC |  | AUX_CONTACTS | 0NO+1NC | [13 empty] | 3P | AC1 | 125 | A | AC | 415 | VAC | 0NO+1NC | [8 empty] | Schneider | Easy TeSys | LC1D | LC1D80N7 | 2 | CONT_POW_3P_AC1_125A_45kW_60HP_415V_AUX0NO+1NC_COIL415V |  |  | 28505 | INR | 2025-07-15 | Schneider WEF 15-Jul-2025 | Switching _All_WEF 15th Jul 25.pdf | 8 | Power Contactors LC1E (3 Pole AC Control) | LC1E1201 | Entered from Page 8; base LC1E1201*, coil M7 column. | ACTIVE | OK
Motor Control | Contactor | Contactor | CONTACTOR¦POWER_CONTACTOR | Power Contactor | CONT_POW_3P_AC3_80A_45kW_60HP_415V_AUX0NO+1NC_COIL110V | Power Contactor – 3P ¦ AC3 80A ¦ 45kW/60HP @415V ¦ Aux 0NO+1NC ¦ Coil 110V AC | CONT_POW_3P_AC3_80A_45kW_60HP_415V_AUX0NO+1NC_COIL110V | Power Contactor – 3P ¦ AC3 80A ¦ 45kW/60HP @415V ¦ Aux 0NO+1NC ¦ Coil 110V AC | Power Contactor – 3P ¦ AC3 80A ¦ 45kW/60HP @415V ¦ Aux 0NO+1NC ¦ Coil 110V AC |  | FRAME-1 | [7 empty] | SYSTEM_VOLTAGE_V | 415 | V | MOTOR_KW | 45 | kW | MOTOR_HP | 60 | HP | [15 empty] | POLES | 3P |  | DUTY_TYPE | AC1 |  | COIL | 110VAC |  | AUX_CONTACTS | 0NO+1NC | [13 empty] | 3P | AC3 | 80 | A | AC | 110 | VAC | 0NO+1NC | [8 empty] | Schneider | Easy TeSys | LC1D | LC1D80F7 | 2 | CONT_POW_3P_AC3_80A_45kW_60HP_415V_AUX0NO+1NC_COIL110V |  |  | 28505 | INR | 2025-07-15 | Schneider WEF 15-Jul-2025 | Switching _All_WEF 15th Jul 25.pdf | 8 | Power Contactors LC1E (3 Pole AC Control) | LC1E1201 | Entered from Page 8; base LC1E1201*, coil M7 column. | ACTIVE | OK
Motor Control | Contactor | Contactor | CONTACTOR¦POWER_CONTACTOR | Power Contactor | CONT_POW_3P_AC3_80A_45kW_60HP_415V_AUX0NO+1NC_COIL220V | Power Contactor – 3P ¦ AC3 80A ¦ 45kW/60HP @415V ¦ Aux 0NO+1NC ¦ Coil 220V AC | CONT_POW_3P_AC3_80A_45kW_60HP_415V_AUX0NO+1NC_COIL220V | Power Contactor – 3P ¦ AC3 80A ¦ 45kW/60HP @415V ¦ Aux 0NO+1NC ¦ Coil 220V AC | Power Contactor – 3P ¦ AC3 80A ¦ 45kW/60HP @415V ¦ Aux 0NO+1NC ¦ Coil 220V AC |  | FRAME-1 | [7 empty] | SYSTEM_VOLTAGE_V | 415 | V | MOTOR_KW | 45 | kW | MOTOR_HP | 60 | HP | [15 empty] | POLES | 3P |  | DUTY_TYPE | AC1 |  | COIL | 220VAC |  | AUX_CONTACTS | 0NO+1NC | [13 empty] | 3P | AC3 | 80 | A | AC | 220 | VAC | 0NO+1NC | [8 empty] | Schneider | Easy TeSys | LC1D | LC1D80M7 | 2 | CONT_POW_3P_AC3_80A_45kW_60HP_415V_AUX0NO+1NC_COIL220V |  |  | 28505 | INR | 2025-07-15 | Schneider WEF 15-Jul-2025 | Switching _All_WEF 15th Jul 25.pdf | 8 | Power Contactors LC1E (3 Pole AC Control) | LC1E1201 | Entered from Page 8; base LC1E1201*, coil M7 column. | ACTIVE | OK
Motor Control | Contactor | Contactor | CONTACTOR¦POWER_CONTACTOR | Power Contactor | CONT_POW_3P_AC3_80A_45kW_60HP_415V_AUX0NO+1NC_COIL415V | Power Contactor – 3P ¦ AC3 80A ¦ 45kW/60HP @415V ¦ Aux 0NO+1NC ¦ Coil 415V AC | CONT_POW_3P_AC3_80A_45kW_60HP_415V_AUX0NO+1NC_COIL415V | Power Contactor – 3P ¦ AC3 80A ¦ 45kW/60HP @415V ¦ Aux 0NO+1NC ¦ Coil 415V AC | Power Contactor – 3P ¦ AC3 80A ¦ 45kW/60HP @415V ¦ Aux 0NO+1NC ¦ Coil 415V AC |  | FRAME-1 | [7 empty] | SYSTEM_VOLTAGE_V | 415 | V | MOTOR_KW | 45 | kW | MOTOR_HP | 60 | HP | [15 empty] | POLES | 3P |  | DUTY_TYPE | AC1 |  | COIL | 415VAC |  | AUX_CONTACTS | 0NO+1NC | [13 empty] | 3P | AC3 | 80 | A | AC | 415 | VAC | 0NO+1NC | [8 empty] | Schneider | Easy TeSys | LC1D | LC1D80N7 | 2 | CONT_POW_3P_AC3_80A_45kW_60HP_415V_AUX0NO+1NC_COIL415V |  |  | 28505 | INR | 2025-07-15 | Schneider WEF 15-Jul-2025 | Switching _All_WEF 15th Jul 25.pdf | 8 | Power Contactors LC1E (3 Pole AC Control) | LC1E1201 | Entered from Page 8; base LC1E1201*, coil M7 column. | ACTIVE | OK
Motor Control | Contactor | Contactor | CONTACTOR¦POWER_CONTACTOR | Power Contactor | CONT_POW_3P_AC1_125A_45kW_60HP_415V_AUX0NO+1NC_COIL110V | Power Contactor – 3P ¦ AC1 125A ¦ 45kW/60HP @415V ¦ Aux 0NO+1NC ¦ Coil 110V AC | CONT_POW_3P_AC1_125A_45kW_60HP_415V_AUX0NO+1NC_COIL110V | Power Contactor – 3P ¦ AC1 125A ¦ 45kW/60HP @415V ¦ Aux 0NO+1NC ¦ Coil 110V AC | Power Contactor – 3P ¦ AC1 125A ¦ 45kW/60HP @415V ¦ Aux 0NO+1NC ¦ Coil 110V AC |  | FRAME-1 | [7 empty] | SYSTEM_VOLTAGE_V | 415 | V | MOTOR_KW | 45 | kW | MOTOR_HP | 60 | HP | [15 empty] | POLES | 3P |  | DUTY_TYPE | AC1 |  | COIL | 110VAC |  | AUX_CONTACTS | 0NO+1NC | [13 empty] | 3P | AC1 | 125 | A | AC | 110 | VAC | 0NO+1NC | [8 empty] | Schneider | Easy TeSys | LC1D | LC1D95F7 | 2 | CONT_POW_3P_AC1_125A_45kW_60HP_415V_AUX0NO+1NC_COIL110V |  |  | 29690 | INR | 2025-07-15 | Schneider WEF 15-Jul-2025 | Switching _All_WEF 15th Jul 25.pdf | 8 | Power Contactors LC1E (3 Pole AC Control) | LC1E1201 | Entered from Page 8; base LC1E1201*, coil M7 column. | ACTIVE | OK
Motor Control | Contactor | Contactor | CONTACTOR¦POWER_CONTACTOR | Power Contactor | CONT_POW_3P_AC1_125A_45kW_60HP_415V_AUX0NO+1NC_COIL220V | Power Contactor – 3P ¦ AC1 125A ¦ 45kW/60HP @415V ¦ Aux 0NO+1NC ¦ Coil 220V AC | CONT_POW_3P_AC1_125A_45kW_60HP_415V_AUX0NO+1NC_COIL220V | Power Contactor – 3P ¦ AC1 125A ¦ 45kW/60HP @415V ¦ Aux 0NO+1NC ¦ Coil 220V AC | Power Contactor – 3P ¦ AC1 125A ¦ 45kW/60HP @415V ¦ Aux 0NO+1NC ¦ Coil 220V AC |  | FRAME-1 | [7 empty] | SYSTEM_VOLTAGE_V | 415 | V | MOTOR_KW | 45 | kW | MOTOR_HP | 60 | HP | [15 empty] | POLES | 3P |  | DUTY_TYPE | AC1 |  | COIL | 220VAC |  | AUX_CONTACTS | 0NO+1NC | [13 empty] | 3P | AC1 | 125 | A | AC | 220 | VAC | 0NO+1NC | [8 empty] | Schneider | Easy TeSys | LC1D | LC1D95M7 | 2 | CONT_POW_3P_AC1_125A_45kW_60HP_415V_AUX0NO+1NC_COIL220V |  |  | 29690 | INR | 2025-07-15 | Schneider WEF 15-Jul-2025 | Switching _All_WEF 15th Jul 25.pdf | 8 | Power Contactors LC1E (3 Pole AC Control) | LC1E1201 | Entered from Page 8; base LC1E1201*, coil M7 column. | ACTIVE | OK
Motor Control | Contactor | Contactor | CONTACTOR¦POWER_CONTACTOR | Power Contactor | CONT_POW_3P_AC1_125A_45kW_60HP_415V_AUX0NO+1NC_COIL415V | Power Contactor – 3P ¦ AC1 125A ¦ 45kW/60HP @415V ¦ Aux 0NO+1NC ¦ Coil 415V AC | CONT_POW_3P_AC1_125A_45kW_60HP_415V_AUX0NO+1NC_COIL415V | Power Contactor – 3P ¦ AC1 125A ¦ 45kW/60HP @415V ¦ Aux 0NO+1NC ¦ Coil 415V AC | Power Contactor – 3P ¦ AC1 125A ¦ 45kW/60HP @415V ¦ Aux 0NO+1NC ¦ Coil 415V AC |  | FRAME-1 | [7 empty] | SYSTEM_VOLTAGE_V | 415 | V | MOTOR_KW | 45 | kW | MOTOR_HP | 60 | HP | [15 empty] | POLES | 3P |  | DUTY_TYPE | AC1 |  | COIL | 415VAC |  | AUX_CONTACTS | 0NO+1NC | [13 empty] | 3P | AC1 | 125 | A | AC | 415 | VAC | 0NO+1NC | [8 empty] | Schneider | Easy TeSys | LC1D | LC1D95N7 | 2 | CONT_POW_3P_AC1_125A_45kW_60HP_415V_AUX0NO+1NC_COIL415V |  |  | 29690 | INR | 2025-07-15 | Schneider WEF 15-Jul-2025 | Switching _All_WEF 15th Jul 25.pdf | 8 | Power Contactors LC1E (3 Pole AC Control) | LC1E1201 | Entered from Page 8; base LC1E1201*, coil M7 column. | ACTIVE | OK
Motor Control | Contactor | Contactor | CONTACTOR¦POWER_CONTACTOR | Power Contactor | CONT_POW_3P_AC3_95A_45kW_60HP_415V_AUX0NO+1NC_COIL110V | Power Contactor – 3P ¦ AC3 95A ¦ 45kW/60HP @415V ¦ Aux 0NO+1NC ¦ Coil 110V AC | CONT_POW_3P_AC3_95A_45kW_60HP_415V_AUX0NO+1NC_COIL110V | Power Contactor – 3P ¦ AC3 95A ¦ 45kW/60HP @415V ¦ Aux 0NO+1NC ¦ Coil 110V AC | Power Contactor – 3P ¦ AC3 95A ¦ 45kW/60HP @415V ¦ Aux 0NO+1NC ¦ Coil 110V AC |  | FRAME-1 | [7 empty] | SYSTEM_VOLTAGE_V | 415 | V | MOTOR_KW | 45 | kW | MOTOR_HP | 60 | HP | [15 empty] | POLES | 3P |  | DUTY_TYPE | AC1 |  | COIL | 110VAC |  | AUX_CONTACTS | 0NO+1NC | [13 empty] | 3P | AC3 | 95 | A | AC | 110 | VAC | 0NO+1NC | [8 empty] | Schneider | Easy TeSys | LC1D | LC1D95F7 | 2 | CONT_POW_3P_AC3_95A_45kW_60HP_415V_AUX0NO+1NC_COIL110V |  |  | 29690 | INR | 2025-07-15 | Schneider WEF 15-Jul-2025 | Switching _All_WEF 15th Jul 25.pdf | 8 | Power Contactors LC1E (3 Pole AC Control) | LC1E1201 | Entered from Page 8; base LC1E1201*, coil M7 column. | ACTIVE | OK
Motor Control | Contactor | Contactor | CONTACTOR¦POWER_CONTACTOR | Power Contactor | CONT_POW_3P_AC3_95A_45kW_60HP_415V_AUX0NO+1NC_COIL220V | Power Contactor – 3P ¦ AC3 95A ¦ 45kW/60HP @415V ¦ Aux 0NO+1NC ¦ Coil 220V AC | CONT_POW_3P_AC3_95A_45kW_60HP_415V_AUX0NO+1NC_COIL220V | Power Contactor – 3P ¦ AC3 95A ¦ 45kW/60HP @415V ¦ Aux 0NO+1NC ¦ Coil 220V AC | Power Contactor – 3P ¦ AC3 95A ¦ 45kW/60HP @415V ¦ Aux 0NO+1NC ¦ Coil 220V AC |  | FRAME-1 | [7 empty] | SYSTEM_VOLTAGE_V | 415 | V | MOTOR_KW | 45 | kW | MOTOR_HP | 60 | HP | [15 empty] | POLES | 3P |  | DUTY_TYPE | AC1 |  | COIL | 220VAC |  | AUX_CONTACTS | 0NO+1NC | [13 empty] | 3P | AC3 | 95 | A | AC | 220 | VAC | 0NO+1NC | [8 empty] | Schneider | Easy TeSys | LC1D | LC1D95M7 | 2 | CONT_POW_3P_AC3_95A_45kW_60HP_415V_AUX0NO+1NC_COIL220V |  |  | 29690 | INR | 2025-07-15 | Schneider WEF 15-Jul-2025 | Switching _All_WEF 15th Jul 25.pdf | 8 | Power Contactors LC1E (3 Pole AC Control) | LC1E1201 | Entered from Page 8; base LC1E1201*, coil M7 column. | ACTIVE | OK
Motor Control | Contactor | Contactor | CONTACTOR¦POWER_CONTACTOR | Power Contactor | CONT_POW_3P_AC3_95A_45kW_60HP_415V_AUX0NO+1NC_COIL415V | Power Contactor – 3P ¦ AC3 95A ¦ 45kW/60HP @415V ¦ Aux 0NO+1NC ¦ Coil 415V AC | CONT_POW_3P_AC3_95A_45kW_60HP_415V_AUX0NO+1NC_COIL415V | Power Contactor – 3P ¦ AC3 95A ¦ 45kW/60HP @415V ¦ Aux 0NO+1NC ¦ Coil 415V AC | Power Contactor – 3P ¦ AC3 95A ¦ 45kW/60HP @415V ¦ Aux 0NO+1NC ¦ Coil 415V AC |  | FRAME-1 | [7 empty] | SYSTEM_VOLTAGE_V | 415 | V | MOTOR_KW | 45 | kW | MOTOR_HP | 60 | HP | [15 empty] | POLES | 3P |  | DUTY_TYPE | AC1 |  | COIL | 415VAC |  | AUX_CONTACTS | 0NO+1NC | [13 empty] | 3P | AC3 | 95 | A | AC | 415 | VAC | 0NO+1NC | [8 empty] | Schneider | Easy TeSys | LC1D | LC1D95N7 | 2 | CONT_POW_3P_AC3_95A_45kW_60HP_415V_AUX0NO+1NC_COIL415V |  |  | 29690 | INR | 2025-07-15 | Schneider WEF 15-Jul-2025 | Switching _All_WEF 15th Jul 25.pdf | 8 | Power Contactors LC1E (3 Pole AC Control) | LC1E1201 | Entered from Page 8; base LC1E1201*, coil M7 column. | ACTIVE | OK
Motor Control | Contactor | Contactor | CONTACTOR¦POWER_CONTACTOR | Power Contactor | CONT_POW_3P_AC1_250A_59kW_80HP_415V_AUX0NO+1NC_COIL110V | Power Contactor – 3P ¦ AC1 250A ¦ 59kW/80HP @415V ¦ Aux 0NO+1NC ¦ Coil 110V AC | CONT_POW_3P_AC1_250A_59kW_80HP_415V_AUX0NO+1NC_COIL110V | Power Contactor – 3P ¦ AC1 250A ¦ 59kW/80HP @415V ¦ Aux 0NO+1NC ¦ Coil 110V AC | Power Contactor – 3P ¦ AC1 250A ¦ 59kW/80HP @415V ¦ Aux 0NO+1NC ¦ Coil 110V AC |  | FRAME-1 | [7 empty] | SYSTEM_VOLTAGE_V | 415 | V | MOTOR_KW | 59 | kW | MOTOR_HP | 80 | HP | [15 empty] | POLES | 3P |  | DUTY_TYPE | AC1 |  | COIL | 110VAC |  | AUX_CONTACTS | 0NO+1NC | [13 empty] | 3P | AC1 | 250 | A | AC | 110 | VAC | 0NO+1NC | [8 empty] | Schneider | Easy TeSys | LC1D | LC1D115F7 | 2 | CONT_POW_3P_AC1_250A_59kW_80HP_415V_AUX0NO+1NC_COIL110V |  |  | 38555 | INR | 2025-07-15 | Schneider WEF 15-Jul-2025 | Switching _All_WEF 15th Jul 25.pdf | 8 | Power Contactors LC1E (3 Pole AC Control) | LC1E1201 | Entered from Page 8; base LC1E1201*, coil M7 column. | ACTIVE | OK
Motor Control | Contactor | Contactor | CONTACTOR¦POWER_CONTACTOR | Power Contactor | CONT_POW_3P_AC1_250A_59kW_80HP_415V_AUX0NO+1NC_COIL220V | Power Contactor – 3P ¦ AC1 250A ¦ 59kW/80HP @415V ¦ Aux 0NO+1NC ¦ Coil 220V AC | CONT_POW_3P_AC1_250A_59kW_80HP_415V_AUX0NO+1NC_COIL220V | Power Contactor – 3P ¦ AC1 250A ¦ 59kW/80HP @415V ¦ Aux 0NO+1NC ¦ Coil 220V AC | Power Contactor – 3P ¦ AC1 250A ¦ 59kW/80HP @415V ¦ Aux 0NO+1NC ¦ Coil 220V AC |  | FRAME-1 | [7 empty] | SYSTEM_VOLTAGE_V | 415 | V | MOTOR_KW | 59 | kW | MOTOR_HP | 80 | HP | [15 empty] | POLES | 3P |  | DUTY_TYPE | AC1 |  | COIL | 220VAC |  | AUX_CONTACTS | 0NO+1NC | [13 empty] | 3P | AC1 | 250 | A | AC | 220 | VAC | 0NO+1NC | [8 empty] | Schneider | Easy TeSys | LC1D | LC1D115M7 | 2 | CONT_POW_3P_AC1_250A_59kW_80HP_415V_AUX0NO+1NC_COIL220V |  |  | 38555 | INR | 2025-07-15 | Schneider WEF 15-Jul-2025 | Switching _All_WEF 15th Jul 25.pdf | 8 | Power Contactors LC1E (3 Pole AC Control) | LC1E1201 | Entered from Page 8; base LC1E1201*, coil M7 column. | ACTIVE | OK
Motor Control | Contactor | Contactor | CONTACTOR¦POWER_CONTACTOR | Power Contactor | CONT_POW_3P_AC1_250A_59kW_80HP_415V_AUX0NO+1NC_COIL415V | Power Contactor – 3P ¦ AC1 250A ¦ 59kW/80HP @415V ¦ Aux 0NO+1NC ¦ Coil 415V AC | CONT_POW_3P_AC1_250A_59kW_80HP_415V_AUX0NO+1NC_COIL415V | Power Contactor – 3P ¦ AC1 250A ¦ 59kW/80HP @415V ¦ Aux 0NO+1NC ¦ Coil 415V AC | Power Contactor – 3P ¦ AC1 250A ¦ 59kW/80HP @415V ¦ Aux 0NO+1NC ¦ Coil 415V AC |  | FRAME-1 | [7 empty] | SYSTEM_VOLTAGE_V | 415 | V | MOTOR_KW | 59 | kW | MOTOR_HP | 80 | HP | [15 empty] | POLES | 3P |  | DUTY_TYPE | AC1 |  | COIL | 415VAC |  | AUX_CONTACTS | 0NO+1NC | [13 empty] | 3P | AC1 | 250 | A | AC | 415 | VAC | 0NO+1NC | [8 empty] | Schneider | Easy TeSys | LC1D | LC1D115N7 | 2 | CONT_POW_3P_AC1_250A_59kW_80HP_415V_AUX0NO+1NC_COIL415V |  |  | 38555 | INR | 2025-07-15 | Schneider WEF 15-Jul-2025 | Switching _All_WEF 15th Jul 25.pdf | 8 | Power Contactors LC1E (3 Pole AC Control) | LC1E1201 | Entered from Page 8; base LC1E1201*, coil M7 column. | ACTIVE | OK
Motor Control | Contactor | Contactor | CONTACTOR¦POWER_CONTACTOR | Power Contactor | CONT_POW_3P_AC3_115A_59kW_80HP_415V_AUX0NO+1NC_COIL110V | Power Contactor – 3P ¦ AC3 115A ¦ 59kW/80HP @415V ¦ Aux 0NO+1NC ¦ Coil 110V AC | CONT_POW_3P_AC3_115A_59kW_80HP_415V_AUX0NO+1NC_COIL110V | Power Contactor – 3P ¦ AC3 115A ¦ 59kW/80HP @415V ¦ Aux 0NO+1NC ¦ Coil 110V AC | Power Contactor – 3P ¦ AC3 115A ¦ 59kW/80HP @415V ¦ Aux 0NO+1NC ¦ Coil 110V AC |  | FRAME-1 | [7 empty] | SYSTEM_VOLTAGE_V | 415 | V | MOTOR_KW | 59 | kW | MOTOR_HP | 80 | HP | [15 empty] | POLES | 3P |  | DUTY_TYPE | AC1 |  | COIL | 110VAC |  | AUX_CONTACTS | 0NO+1NC | [13 empty] | 3P | AC3 | 115 | A | AC | 110 | VAC | 0NO+1NC | [8 empty] | Schneider | Easy TeSys | LC1D | LC1D115F7 | 2 | CONT_POW_3P_AC3_115A_59kW_80HP_415V_AUX0NO+1NC_COIL110V |  |  | 38555 | INR | 2025-07-15 | Schneider WEF 15-Jul-2025 | Switching _All_WEF 15th Jul 25.pdf | 8 | Power Contactors LC1E (3 Pole AC Control) | LC1E1201 | Entered from Page 8; base LC1E1201*, coil M7 column. | ACTIVE | OK
Motor Control | Contactor | Contactor | CONTACTOR¦POWER_CONTACTOR | Power Contactor | CONT_POW_3P_AC3_115A_59kW_80HP_415V_AUX0NO+1NC_COIL220V | Power Contactor – 3P ¦ AC3 115A ¦ 59kW/80HP @415V ¦ Aux 0NO+1NC ¦ Coil 220V AC | CONT_POW_3P_AC3_115A_59kW_80HP_415V_AUX0NO+1NC_COIL220V | Power Contactor – 3P ¦ AC3 115A ¦ 59kW/80HP @415V ¦ Aux 0NO+1NC ¦ Coil 220V AC | Power Contactor – 3P ¦ AC3 115A ¦ 59kW/80HP @415V ¦ Aux 0NO+1NC ¦ Coil 220V AC |  | FRAME-1 | [7 empty] | SYSTEM_VOLTAGE_V | 415 | V | MOTOR_KW | 59 | kW | MOTOR_HP | 80 | HP | [15 empty] | POLES | 3P |  | DUTY_TYPE | AC1 |  | COIL | 220VAC |  | AUX_CONTACTS | 0NO+1NC | [13 empty] | 3P | AC3 | 115 | A | AC | 220 | VAC | 0NO+1NC | [8 empty] | Schneider | Easy TeSys | LC1D | LC1D115M7 | 2 | CONT_POW_3P_AC3_115A_59kW_80HP_415V_AUX0NO+1NC_COIL220V |  |  | 38555 | INR | 2025-07-15 | Schneider WEF 15-Jul-2025 | Switching _All_WEF 15th Jul 25.pdf | 8 | Power Contactors LC1E (3 Pole AC Control) | LC1E1201 | Entered from Page 8; base LC1E1201*, coil M7 column. | ACTIVE | OK
Motor Control | Contactor | Contactor | CONTACTOR¦POWER_CONTACTOR | Power Contactor | CONT_POW_3P_AC3_115A_59kW_80HP_415V_AUX0NO+1NC_COIL415V | Power Contactor – 3P ¦ AC3 115A ¦ 59kW/80HP @415V ¦ Aux 0NO+1NC ¦ Coil 415V AC | CONT_POW_3P_AC3_115A_59kW_80HP_415V_AUX0NO+1NC_COIL415V | Power Contactor – 3P ¦ AC3 115A ¦ 59kW/80HP @415V ¦ Aux 0NO+1NC ¦ Coil 415V AC | Power Contactor – 3P ¦ AC3 115A ¦ 59kW/80HP @415V ¦ Aux 0NO+1NC ¦ Coil 415V AC |  | FRAME-1 | [7 empty] | SYSTEM_VOLTAGE_V | 415 | V | MOTOR_KW | 59 | kW | MOTOR_HP | 80 | HP | [15 empty] | POLES | 3P |  | DUTY_TYPE | AC1 |  | COIL | 415VAC |  | AUX_CONTACTS | 0NO+1NC | [13 empty] | 3P | AC3 | 115 | A | AC | 415 | VAC | 0NO+1NC | [8 empty] | Schneider | Easy TeSys | LC1D | LC1D115N7 | 2 | CONT_POW_3P_AC3_115A_59kW_80HP_415V_AUX0NO+1NC_COIL415V |  |  | 38555 | INR | 2025-07-15 | Schneider WEF 15-Jul-2025 | Switching _All_WEF 15th Jul 25.pdf | 8 | Power Contactors LC1E (3 Pole AC Control) | LC1E1201 | Entered from Page 8; base LC1E1201*, coil M7 column. | ACTIVE | OK
Motor Control | Contactor | Contactor | CONTACTOR¦POWER_CONTACTOR | Power Contactor | CONT_POW_3P_AC1_250A_80kW_110HP_415V_AUX0NO+1NC_COIL110V | Power Contactor – 3P ¦ AC1 250A ¦ 80kW/110HP @415V ¦ Aux 0NO+1NC ¦ Coil 110V AC | CONT_POW_3P_AC1_250A_80kW_110HP_415V_AUX0NO+1NC_COIL110V | Power Contactor – 3P ¦ AC1 250A ¦ 80kW/110HP @415V ¦ Aux 0NO+1NC ¦ Coil 110V AC | Power Contactor – 3P ¦ AC1 250A ¦ 80kW/110HP @415V ¦ Aux 0NO+1NC ¦ Coil 110V AC |  | FRAME-1 | [7 empty] | SYSTEM_VOLTAGE_V | 415 | V | MOTOR_KW | 80 | kW | MOTOR_HP | 110 | HP | [15 empty] | POLES | 3P |  | DUTY_TYPE | AC1 |  | COIL | 110VAC |  | AUX_CONTACTS | 0NO+1NC | [13 empty] | 3P | AC1 | 250 | A | AC | 110 | VAC | 0NO+1NC | [8 empty] | Schneider | Easy TeSys | LC1D | LC1D150F7 | 2 | CONT_POW_3P_AC1_250A_80kW_110HP_415V_AUX0NO+1NC_COIL110V |  |  | 48195 | INR | 2025-07-15 | Schneider WEF 15-Jul-2025 | Switching _All_WEF 15th Jul 25.pdf | 8 | Power Contactors LC1E (3 Pole AC Control) | LC1E1201 | Entered from Page 8; base LC1E1201*, coil M7 column. | ACTIVE | OK
Motor Control | Contactor | Contactor | CONTACTOR¦POWER_CONTACTOR | Power Contactor | CONT_POW_3P_AC1_250A_80kW_110HP_415V_AUX0NO+1NC_COIL220V | Power Contactor – 3P ¦ AC1 250A ¦ 80kW/110HP @415V ¦ Aux 0NO+1NC ¦ Coil 220V AC | CONT_POW_3P_AC1_250A_80kW_110HP_415V_AUX0NO+1NC_COIL220V | Power Contactor – 3P ¦ AC1 250A ¦ 80kW/110HP @415V ¦ Aux 0NO+1NC ¦ Coil 220V AC | Power Contactor – 3P ¦ AC1 250A ¦ 80kW/110HP @415V ¦ Aux 0NO+1NC ¦ Coil 220V AC |  | FRAME-1 | [7 empty] | SYSTEM_VOLTAGE_V | 415 | V | MOTOR_KW | 80 | kW | MOTOR_HP | 110 | HP | [15 empty] | POLES | 3P |  | DUTY_TYPE | AC1 |  | COIL | 220VAC |  | AUX_CONTACTS | 0NO+1NC | [13 empty] | 3P | AC1 | 250 | A | AC | 220 | VAC | 0NO+1NC | [8 empty] | Schneider | Easy TeSys | LC1D | LC1D150M7 | 2 | CONT_POW_3P_AC1_250A_80kW_110HP_415V_AUX0NO+1NC_COIL220V |  |  | 48195 | INR | 2025-07-15 | Schneider WEF 15-Jul-2025 | Switching _All_WEF 15th Jul 25.pdf | 8 | Power Contactors LC1E (3 Pole AC Control) | LC1E1201 | Entered from Page 8; base LC1E1201*, coil M7 column. | ACTIVE | OK
Motor Control | Contactor | Contactor | CONTACTOR¦POWER_CONTACTOR | Power Contactor | CONT_POW_3P_AC1_250A_80kW_110HP_415V_AUX0NO+1NC_COIL415V | Power Contactor – 3P ¦ AC1 250A ¦ 80kW/110HP @415V ¦ Aux 0NO+1NC ¦ Coil 415V AC | CONT_POW_3P_AC1_250A_80kW_110HP_415V_AUX0NO+1NC_COIL415V | Power Contactor – 3P ¦ AC1 250A ¦ 80kW/110HP @415V ¦ Aux 0NO+1NC ¦ Coil 415V AC | Power Contactor – 3P ¦ AC1 250A ¦ 80kW/110HP @415V ¦ Aux 0NO+1NC ¦ Coil 415V AC |  | FRAME-1 | [7 empty] | SYSTEM_VOLTAGE_V | 415 | V | MOTOR_KW | 80 | kW | MOTOR_HP | 110 | HP | [15 empty] | POLES | 3P |  | DUTY_TYPE | AC1 |  | COIL | 415VAC |  | AUX_CONTACTS | 0NO+1NC | [13 empty] | 3P | AC1 | 250 | A | AC | 415 | VAC | 0NO+1NC | [8 empty] | Schneider | Easy TeSys | LC1D | LC1D150N7 | 2 | CONT_POW_3P_AC1_250A_80kW_110HP_415V_AUX0NO+1NC_COIL415V |  |  | 48195 | INR | 2025-07-15 | Schneider WEF 15-Jul-2025 | Switching _All_WEF 15th Jul 25.pdf | 8 | Power Contactors LC1E (3 Pole AC Control) | LC1E1201 | Entered from Page 8; base LC1E1201*, coil M7 column. | ACTIVE | OK
Motor Control | Contactor | Contactor | CONTACTOR¦POWER_CONTACTOR | Power Contactor | CONT_POW_3P_AC3_150A_80kW_110HP_415V_AUX0NO+1NC_COIL110V | Power Contactor – 3P ¦ AC3 150A ¦ 80kW/110HP @415V ¦ Aux 0NO+1NC ¦ Coil 110V AC | CONT_POW_3P_AC3_150A_80kW_110HP_415V_AUX0NO+1NC_COIL110V | Power Contactor – 3P ¦ AC3 150A ¦ 80kW/110HP @415V ¦ Aux 0NO+1NC ¦ Coil 110V AC | Power Contactor – 3P ¦ AC3 150A ¦ 80kW/110HP @415V ¦ Aux 0NO+1NC ¦ Coil 110V AC |  | FRAME-1 | [7 empty] | SYSTEM_VOLTAGE_V | 415 | V | MOTOR_KW | 80 | kW | MOTOR_HP | 110 | HP | [15 empty] | POLES | 3P |  | DUTY_TYPE | AC1 |  | COIL | 110VAC |  | AUX_CONTACTS | 0NO+1NC | [13 empty] | 3P | AC3 | 150 | A | AC | 110 | VAC | 0NO+1NC | [8 empty] | Schneider | Easy TeSys | LC1D | LC1D150F7 | 2 | CONT_POW_3P_AC3_150A_80kW_110HP_415V_AUX0NO+1NC_COIL110V |  |  | 48195 | INR | 2025-07-15 | Schneider WEF 15-Jul-2025 | Switching _All_WEF 15th Jul 25.pdf | 8 | Power Contactors LC1E (3 Pole AC Control) | LC1E1201 | Entered from Page 8; base LC1E1201*, coil M7 column. | ACTIVE | OK
Motor Control | Contactor | Contactor | CONTACTOR¦POWER_CONTACTOR | Power Contactor | CONT_POW_3P_AC3_150A_80kW_110HP_415V_AUX0NO+1NC_COIL220V | Power Contactor – 3P ¦ AC3 150A ¦ 80kW/110HP @415V ¦ Aux 0NO+1NC ¦ Coil 220V AC | CONT_POW_3P_AC3_150A_80kW_110HP_415V_AUX0NO+1NC_COIL220V | Power Contactor – 3P ¦ AC3 150A ¦ 80kW/110HP @415V ¦ Aux 0NO+1NC ¦ Coil 220V AC | Power Contactor – 3P ¦ AC3 150A ¦ 80kW/110HP @415V ¦ Aux 0NO+1NC ¦ Coil 220V AC |  | FRAME-1 | [7 empty] | SYSTEM_VOLTAGE_V | 415 | V | MOTOR_KW | 80 | kW | MOTOR_HP | 110 | HP | [15 empty] | POLES | 3P |  | DUTY_TYPE | AC1 |  | COIL | 220VAC |  | AUX_CONTACTS | 0NO+1NC | [13 empty] | 3P | AC3 | 150 | A | AC | 220 | VAC | 0NO+1NC | [8 empty] | Schneider | Easy TeSys | LC1D | LC1D150M7 | 2 | CONT_POW_3P_AC3_150A_80kW_110HP_415V_AUX0NO+1NC_COIL220V |  |  | 48195 | INR | 2025-07-15 | Schneider WEF 15-Jul-2025 | Switching _All_WEF 15th Jul 25.pdf | 8 | Power Contactors LC1E (3 Pole AC Control) | LC1E1201 | Entered from Page 8; base LC1E1201*, coil M7 column. | ACTIVE | OK
Motor Control | Contactor | Contactor | CONTACTOR¦POWER_CONTACTOR | Power Contactor | CONT_POW_3P_AC3_150A_80kW_110HP_415V_AUX0NO+1NC_COIL415V | Power Contactor – 3P ¦ AC3 150A ¦ 80kW/110HP @415V ¦ Aux 0NO+1NC ¦ Coil 415V AC | CONT_POW_3P_AC3_150A_80kW_110HP_415V_AUX0NO+1NC_COIL415V | Power Contactor – 3P ¦ AC3 150A ¦ 80kW/110HP @415V ¦ Aux 0NO+1NC ¦ Coil 415V AC | Power Contactor – 3P ¦ AC3 150A ¦ 80kW/110HP @415V ¦ Aux 0NO+1NC ¦ Coil 415V AC |  | FRAME-1 | [7 empty] | SYSTEM_VOLTAGE_V | 415 | V | MOTOR_KW | 80 | kW | MOTOR_HP | 110 | HP | [15 empty] | POLES | 3P |  | DUTY_TYPE | AC1 |  | COIL | 415VAC |  | AUX_CONTACTS | 0NO+1NC | [13 empty] | 3P | AC3 | 150 | A | AC | 415 | VAC | 0NO+1NC | [8 empty] | Schneider | Easy TeSys | LC1D | LC1D150N7 | 2 | CONT_POW_3P_AC3_150A_80kW_110HP_415V_AUX0NO+1NC_COIL415V |  |  | 48195 | INR | 2025-07-15 | Schneider WEF 15-Jul-2025 | Switching _All_WEF 15th Jul 25.pdf | 8 | Power Contactors LC1E (3 Pole AC Control) | LC1E1201 | Entered from Page 8; base LC1E1201*, coil M7 column. | ACTIVE | OK
Motor Control | Contactor | Contactor | CONTACTOR¦POWER_CONTACTOR | Power Contactor | CONT_POW_3P_DC24_AC1_25A_4kW_5.5HP_415V_AUX0NO+1NC | Power Contactor – 3P ¦ AC1 25A ¦ 4kW/5.5HP @415V ¦ Coil 24VDC ¦ Aux 0NO+1NC | CONT_POW_3P_DC24_AC1_25A_4kW_5.5HP_415V_AUX0NO+1NC | Power Contactor – 3P ¦ AC1 25A ¦ 4kW/5.5HP @415V ¦ Aux 0NO+1NC ¦ Coil 24VDC | Power Contactor – 3P ¦ AC1 25A ¦ 4kW/5.5HP @415V ¦ Aux 0NO+1NC ¦ Coil 24VDC |  | FRAME-1 | [7 empty] | SYSTEM_VOLTAGE_V | 415 | V | MOTOR_KW | 4 | kW | MOTOR_HP | 5.5 | HP | [15 empty] | POLES | 3P |  | DUTY_TYPE | AC1 |  | COIL | 24VDC |  | AUX_CONTACTS | 0NO+1NC | [13 empty] | 3P | AC1 | 25 | A | DC | 24 | V | 0NO+1NC | [8 empty] | Schneider | Easy TeSys | LC1D | LC1D09BD | 2 | CONT_POW_3P_DC24_AC1_25A_4kW_5.5HP_415V_AUX0NO+1NC |  |  | 3420 | INR | 2025-07-15 | Schneider WEF 15-Jul-2025 | Switching _All_WEF 15th Jul 25.pdf | 22 | Power Contactors LC1E (3 Pole DC Control) | LC1E0901 | Switching _All_WEF 15th Jul 25.pdf ¦ Page 22 ¦ Table-1: TeSys Deca Power Contactors (3 Pole) DC Control (BD/FD/MD) | ACTIVE | OK
Motor Control | Contactor | Contactor | CONTACTOR¦POWER_CONTACTOR | Power Contactor | CONT_POW_3P_DC110_AC1_25A_4kW_5.5HP_415V_AUX0NO+1NC | Power Contactor – 3P ¦ AC1 25A ¦ 4kW/5.5HP @415V ¦ Coil 24VDC ¦ Aux 0NO+1NC | CONT_POW_3P_DC110_AC1_25A_4kW_5.5HP_415V_AUX0NO+1NC | Power Contactor – 3P ¦ AC1 25A ¦ 4kW/5.5HP @415V ¦ Aux 0NO+1NC ¦ Coil 110VDC | Power Contactor – 3P ¦ AC1 25A ¦ 4kW/5.5HP @415V ¦ Aux 0NO+1NC ¦ Coil 110VDC |  | FRAME-1 | [7 empty] | SYSTEM_VOLTAGE_V | 415 | V | MOTOR_KW | 4 | kW | MOTOR_HP | 5.5 | HP | [15 empty] | POLES | 3P |  | DUTY_TYPE | AC1 |  | COIL | 110VDC |  | AUX_CONTACTS | 0NO+1NC | [13 empty] | 3P | AC1 | 25 | A | DC | 110 | V | 0NO+1NC | [8 empty] | Schneider | Easy TeSys | LC1D | LC1D09FD | 2 | CONT_POW_3P_DC110_AC1_25A_4kW_5.5HP_415V_AUX0NO+1NC |  |  | 3300 | INR | 2025-07-15 | Schneider WEF 15-Jul-2025 | Switching _All_WEF 15th Jul 25.pdf | 22 | Power Contactors LC1E (3 Pole DC Control) | LC1E0901 | Switching _All_WEF 15th Jul 25.pdf ¦ Page 22 ¦ Table-1: TeSys Deca Power Contactors (3 Pole) DC Control (BD/FD/MD) | ACTIVE | OK
Motor Control | Contactor | Contactor | CONTACTOR¦POWER_CONTACTOR | Power Contactor | CONT_POW_3P_DC220_AC1_25A_4kW_5.5HP_415V_AUX0NO+1NC | Power Contactor – 3P ¦ AC1 25A ¦ 4kW/5.5HP @415V ¦ Coil 24VDC ¦ Aux 0NO+1NC | CONT_POW_3P_DC220_AC1_25A_4kW_5.5HP_415V_AUX0NO+1NC | Power Contactor – 3P ¦ AC1 25A ¦ 4kW/5.5HP @415V ¦ Aux 0NO+1NC ¦ Coil 220VDC | Power Contactor – 3P ¦ AC1 25A ¦ 4kW/5.5HP @415V ¦ Aux 0NO+1NC ¦ Coil 220VDC |  | FRAME-1 | [7 empty] | SYSTEM_VOLTAGE_V | 415 | V | MOTOR_KW | 4 | kW | MOTOR_HP | 5.5 | HP | [15 empty] | POLES | 3P |  | DUTY_TYPE | AC1 |  | COIL | 220VDC |  | AUX_CONTACTS | 0NO+1NC | [13 empty] | 3P | AC1 | 25 | A | DC | 220 | V | 0NO+1NC | [8 empty] | Schneider | Easy TeSys | LC1D | LC1D09MD | 2 | CONT_POW_3P_DC220_AC1_25A_4kW_5.5HP_415V_AUX0NO+1NC |  |  | 3420 | INR | 2025-07-15 | Schneider WEF 15-Jul-2025 | Switching _All_WEF 15th Jul 25.pdf | 22 | Power Contactors LC1E (3 Pole DC Control) | LC1E0901 | Switching _All_WEF 15th Jul 25.pdf ¦ Page 22 ¦ Table-1: TeSys Deca Power Contactors (3 Pole) DC Control (BD/FD/MD) | ACTIVE | OK
Motor Control | Contactor | Contactor | CONTACTOR¦POWER_CONTACTOR | Power Contactor | CONT_POW_3P_DC24_AC3_9A_4kW_5.5HP_415V_AUX0NO+1NC | Power Contactor – 3P ¦ AC3 9A ¦ 4kW/5.5HP @415V ¦ Coil 24VDC ¦ Aux 0NO+1NC | CONT_POW_3P_DC24_AC3_9A_4kW_5.5HP_415V_AUX0NO+1NC | Power Contactor – 3P ¦ AC3 9A ¦ 4kW/5.5HP @415V ¦ Aux 0NO+1NC ¦ Coil 24VDC | Power Contactor – 3P ¦ AC3 9A ¦ 4kW/5.5HP @415V ¦ Aux 0NO+1NC ¦ Coil 24VDC |  | FRAME-1 | [7 empty] | SYSTEM_VOLTAGE_V | 415 | V | MOTOR_KW | 4 | kW | MOTOR_HP | 5.5 | HP | [15 empty] | POLES | 3P |  | DUTY_TYPE | AC3 |  | COIL | 24VDC |  | AUX_CONTACTS | 0NO+1NC | [13 empty] | 3P | AC3 | 9 | A | DC | 24 | V | 0NO+1NC | [8 empty] | Schneider | Easy TeSys | LC1D | LC1D09BD | 2 | CONT_POW_3P_DC24_AC3_9A_4kW_5.5HP_415V_AUX0NO+1NC |  |  | 3420 | INR | 2025-07-15 | Schneider WEF 15-Jul-2025 | Switching _All_WEF 15th Jul 25.pdf | 22 | Power Contactors LC1E (3 Pole DC Control) | LC1E0901 | Switching _All_WEF 15th Jul 25.pdf ¦ Page 22 ¦ Table-1: TeSys Deca Power Contactors (3 Pole) DC Control (BD/FD/MD) | ACTIVE | OK
Motor Control | Contactor | Contactor | CONTACTOR¦POWER_CONTACTOR | Power Contactor | CONT_POW_3P_DC110_AC3_9A_4kW_5.5HP_415V_AUX0NO+1NC | Power Contactor – 3P ¦ AC3 9A ¦ 4kW/5.5HP @415V ¦ Coil 24VDC ¦ Aux 0NO+1NC | CONT_POW_3P_DC110_AC3_9A_4kW_5.5HP_415V_AUX0NO+1NC | Power Contactor – 3P ¦ AC3 9A ¦ 4kW/5.5HP @415V ¦ Aux 0NO+1NC ¦ Coil 110VDC | Power Contactor – 3P ¦ AC3 9A ¦ 4kW/5.5HP @415V ¦ Aux 0NO+1NC ¦ Coil 110VDC |  | FRAME-1 | [7 empty] | SYSTEM_VOLTAGE_V | 415 | V | MOTOR_KW | 4 | kW | MOTOR_HP | 5.5 | HP | [15 empty] | POLES | 3P |  | DUTY_TYPE | AC3 |  | COIL | 110VDC |  | AUX_CONTACTS | 0NO+1NC | [13 empty] | 3P | AC3 | 9 | A | DC | 110 | V | 0NO+1NC | [8 empty] | Schneider | Easy TeSys | LC1D | LC1D09FD | 2 | CONT_POW_3P_DC110_AC3_9A_4kW_5.5HP_415V_AUX0NO+1NC |  |  | 3300 | INR | 2025-07-15 | Schneider WEF 15-Jul-2025 | Switching _All_WEF 15th Jul 25.pdf | 22 | Power Contactors LC1E (3 Pole DC Control) | LC1E0901 | Switching _All_WEF 15th Jul 25.pdf ¦ Page 22 ¦ Table-1: TeSys Deca Power Contactors (3 Pole) DC Control (BD/FD/MD) | ACTIVE | OK
Motor Control | Contactor | Contactor | CONTACTOR¦POWER_CONTACTOR | Power Contactor | CONT_POW_3P_DC220_AC3_9A_4kW_5.5HP_415V_AUX0NO+1NC | Power Contactor – 3P ¦ AC3 9A ¦ 4kW/5.5HP @415V ¦ Coil 24VDC ¦ Aux 0NO+1NC | CONT_POW_3P_DC220_AC3_9A_4kW_5.5HP_415V_AUX0NO+1NC | Power Contactor – 3P ¦ AC3 9A ¦ 4kW/5.5HP @415V ¦ Aux 0NO+1NC ¦ Coil 220VDC | Power Contactor – 3P ¦ AC3 9A ¦ 4kW/5.5HP @415V ¦ Aux 0NO+1NC ¦ Coil 220VDC |  | FRAME-1 | [7 empty] | SYSTEM_VOLTAGE_V | 415 | V | MOTOR_KW | 4 | kW | MOTOR_HP | 5.5 | HP | [15 empty] | POLES | 3P |  | DUTY_TYPE | AC3 |  | COIL | 220VDC |  | AUX_CONTACTS | 0NO+1NC | [13 empty] | 3P | AC3 | 9 | A | DC | 220 | V | 0NO+1NC | [8 empty] | Schneider | Easy TeSys | LC1D | LC1D09MD | 2 | CONT_POW_3P_DC220_AC3_9A_4kW_5.5HP_415V_AUX0NO+1NC |  |  | 3420 | INR | 2025-07-15 | Schneider WEF 15-Jul-2025 | Switching _All_WEF 15th Jul 25.pdf | 22 | Power Contactors LC1E (3 Pole DC Control) | LC1E0901 | Switching _All_WEF 15th Jul 25.pdf ¦ Page 22 ¦ Table-1: TeSys Deca Power Contactors (3 Pole) DC Control (BD/FD/MD) | ACTIVE | OK
Motor Control | Contactor | Contactor | CONTACTOR¦POWER_CONTACTOR | Power Contactor | CONT_POW_3P_DC24_AC1_25A_5.5kW_7.5HP_415V_AUX0NO+1NC | Power Contactor – 3P ¦ AC1 25A ¦ 5.5kW/7.5HP @415V ¦ Coil 24VDC ¦ Aux 0NO+1NC | CONT_POW_3P_DC24_AC1_25A_5.5kW_7.5HP_415V_AUX0NO+1NC | Power Contactor – 3P ¦ AC1 25A ¦ 5.5kW/7.5HP @415V ¦ Aux 0NO+1NC ¦ Coil 24VDC | Power Contactor – 3P ¦ AC1 25A ¦ 5.5kW/7.5HP @415V ¦ Aux 0NO+1NC ¦ Coil 24VDC |  | FRAME-1 | [7 empty] | SYSTEM_VOLTAGE_V | 415 | V | MOTOR_KW | 5.5 | kW | MOTOR_HP | 7.5 | HP | [15 empty] | POLES | 3P |  | DUTY_TYPE | AC1 |  | COIL | 24VDC |  | AUX_CONTACTS | 0NO+1NC | [13 empty] | 3P | AC1 | 25 | A | DC | 24 | V | 0NO+1NC | [8 empty] | Schneider | Easy TeSys | LC1D | LC1D12BD | 2 | CONT_POW_3P_DC24_AC1_25A_5.5kW_7.5HP_415V_AUX0NO+1NC |  |  | 3845 | INR | 2025-07-15 | Schneider WEF 15-Jul-2025 | Switching _All_WEF 15th Jul 25.pdf | 22 | Power Contactors LC1E (3 Pole DC Control) | LC1E1201 | Switching _All_WEF 15th Jul 25.pdf ¦ Page 22 ¦ Table-1: TeSys Deca Power Contactors (3 Pole) DC Control (BD/FD/MD) | ACTIVE | OK
Motor Control | Contactor | Contactor | CONTACTOR¦POWER_CONTACTOR | Power Contactor | CONT_POW_3P_DC110_AC1_25A_5.5kW_7.5HP_415V_AUX0NO+1NC | Power Contactor – 3P ¦ AC1 25A ¦ 5.5kW/7.5HP @415V ¦ Coil 24VDC ¦ Aux 0NO+1NC | CONT_POW_3P_DC110_AC1_25A_5.5kW_7.5HP_415V_AUX0NO+1NC | Power Contactor – 3P ¦ AC1 25A ¦ 5.5kW/7.5HP @415V ¦ Aux 0NO+1NC ¦ Coil 110VDC | Power Contactor – 3P ¦ AC1 25A ¦ 5.5kW/7.5HP @415V ¦ Aux 0NO+1NC ¦ Coil 110VDC |  | FRAME-1 | [7 empty] | SYSTEM_VOLTAGE_V | 415 | V | MOTOR_KW | 5.5 | kW | MOTOR_HP | 7.5 | HP | [15 empty] | POLES | 3P |  | DUTY_TYPE | AC1 |  | COIL | 110VDC |  | AUX_CONTACTS | 0NO+1NC | [13 empty] | 3P | AC1 | 25 | A | DC | 110 | V | 0NO+1NC | [8 empty] | Schneider | Easy TeSys | LC1D | LC1D12FD | 2 | CONT_POW_3P_DC110_AC1_25A_5.5kW_7.5HP_415V_AUX0NO+1NC |  |  | 3845 | INR | 2025-07-15 | Schneider WEF 15-Jul-2025 | Switching _All_WEF 15th Jul 25.pdf | 22 | Power Contactors LC1E (3 Pole DC Control) | LC1E1201 | Switching _All_WEF 15th Jul 25.pdf ¦ Page 22 ¦ Table-1: TeSys Deca Power Contactors (3 Pole) DC Control (BD/FD/MD) | ACTIVE | OK
Motor Control | Contactor | Contactor | CONTACTOR¦POWER_CONTACTOR | Power Contactor | CONT_POW_3P_DC220_AC1_25A_5.5kW_7.5HP_415V_AUX0NO+1NC | Power Contactor – 3P ¦ AC1 25A ¦ 5.5kW/7.5HP @415V ¦ Coil 24VDC ¦ Aux 0NO+1NC | CONT_POW_3P_DC220_AC1_25A_5.5kW_7.5HP_415V_AUX0NO+1NC | Power Contactor – 3P ¦ AC1 25A ¦ 5.5kW/7.5HP @415V ¦ Aux 0NO+1NC ¦ Coil 220VDC | Power Contactor – 3P ¦ AC1 25A ¦ 5.5kW/7.5HP @415V ¦ Aux 0NO+1NC ¦ Coil 220VDC |  | FRAME-1 | [7 empty] | SYSTEM_VOLTAGE_V | 415 | V | MOTOR_KW | 5.5 | kW | MOTOR_HP | 7.5 | HP | [15 empty] | POLES | 3P |  | DUTY_TYPE | AC1 |  | COIL | 220VDC |  | AUX_CONTACTS | 0NO+1NC | [13 empty] | 3P | AC1 | 25 | A | DC | 220 | V | 0NO+1NC | [8 empty] | Schneider | Easy TeSys | LC1D | LC1D12MD | 2 | CONT_POW_3P_DC220_AC1_25A_5.5kW_7.5HP_415V_AUX0NO+1NC |  |  | 3845 | INR | 2025-07-15 | Schneider WEF 15-Jul-2025 | Switching _All_WEF 15th Jul 25.pdf | 22 | Power Contactors LC1E (3 Pole DC Control) | LC1E1201 | Switching _All_WEF 15th Jul 25.pdf ¦ Page 22 ¦ Table-1: TeSys Deca Power Contactors (3 Pole) DC Control (BD/FD/MD) | ACTIVE | OK
Motor Control | Contactor | Contactor | CONTACTOR¦POWER_CONTACTOR | Power Contactor | CONT_POW_3P_DC24_AC3_12A_5.5kW_7.5HP_415V_AUX0NO+1NC | Power Contactor – 3P ¦ AC3 12A ¦ 5.5kW/7.5HP @415V ¦ Coil 24VDC ¦ Aux 0NO+1NC | CONT_POW_3P_DC24_AC3_12A_5.5kW_7.5HP_415V_AUX0NO+1NC | Power Contactor – 3P ¦ AC3 12A ¦ 5.5kW/7.5HP @415V ¦ Aux 0NO+1NC ¦ Coil 24VDC | Power Contactor – 3P ¦ AC3 12A ¦ 5.5kW/7.5HP @415V ¦ Aux 0NO+1NC ¦ Coil 24VDC |  | FRAME-1 | [7 empty] | SYSTEM_VOLTAGE_V | 415 | V | MOTOR_KW | 5.5 | kW | MOTOR_HP | 7.5 | HP | [15 empty] | POLES | 3P |  | DUTY_TYPE | AC3 |  | COIL | 24VDC |  | AUX_CONTACTS | 0NO+1NC | [13 empty] | 3P | AC3 | 12 | A | DC | 24 | V | 0NO+1NC | [8 empty] | Schneider | Easy TeSys | LC1D | LC1D12BD | 2 | CONT_POW_3P_DC24_AC3_12A_5.5kW_7.5HP_415V_AUX0NO+1NC |  |  | 3845 | INR | 2025-07-15 | Schneider WEF 15-Jul-2025 | Switching _All_WEF 15th Jul 25.pdf | 22 | Power Contactors LC1E (3 Pole DC Control) | LC1E1201 | Switching _All_WEF 15th Jul 25.pdf ¦ Page 22 ¦ Table-1: TeSys Deca Power Contactors (3 Pole) DC Control (BD/FD/MD) | ACTIVE | OK
Motor Control | Contactor | Contactor | CONTACTOR¦POWER_CONTACTOR | Power Contactor | CONT_POW_3P_DC110_AC3_12A_5.5kW_7.5HP_415V_AUX0NO+1NC | Power Contactor – 3P ¦ AC3 12A ¦ 5.5kW/7.5HP @415V ¦ Coil 24VDC ¦ Aux 0NO+1NC | CONT_POW_3P_DC110_AC3_12A_5.5kW_7.5HP_415V_AUX0NO+1NC | Power Contactor – 3P ¦ AC3 12A ¦ 5.5kW/7.5HP @415V ¦ Aux 0NO+1NC ¦ Coil 110VDC | Power Contactor – 3P ¦ AC3 12A ¦ 5.5kW/7.5HP @415V ¦ Aux 0NO+1NC ¦ Coil 110VDC |  | FRAME-1 | [7 empty] | SYSTEM_VOLTAGE_V | 415 | V | MOTOR_KW | 5.5 | kW | MOTOR_HP | 7.5 | HP | [15 empty] | POLES | 3P |  | DUTY_TYPE | AC3 |  | COIL | 110VDC |  | AUX_CONTACTS | 0NO+1NC | [13 empty] | 3P | AC3 | 12 | A | DC | 110 | V | 0NO+1NC | [8 empty] | Schneider | Easy TeSys | LC1D | LC1D12FD | 2 | CONT_POW_3P_DC110_AC3_12A_5.5kW_7.5HP_415V_AUX0NO+1NC |  |  | 3845 | INR | 2025-07-15 | Schneider WEF 15-Jul-2025 | Switching _All_WEF 15th Jul 25.pdf | 22 | Power Contactors LC1E (3 Pole DC Control) | LC1E1201 | Switching _All_WEF 15th Jul 25.pdf ¦ Page 22 ¦ Table-1: TeSys Deca Power Contactors (3 Pole) DC Control (BD/FD/MD) | ACTIVE | OK
Motor Control | Contactor | Contactor | CONTACTOR¦POWER_CONTACTOR | Power Contactor | CONT_POW_3P_DC220_AC3_12A_5.5kW_7.5HP_415V_AUX0NO+1NC | Power Contactor – 3P ¦ AC3 12A ¦ 5.5kW/7.5HP @415V ¦ Coil 24VDC ¦ Aux 0NO+1NC | CONT_POW_3P_DC220_AC3_12A_5.5kW_7.5HP_415V_AUX0NO+1NC | Power Contactor – 3P ¦ AC3 12A ¦ 5.5kW/7.5HP @415V ¦ Aux 0NO+1NC ¦ Coil 220VDC | Power Contactor – 3P ¦ AC3 12A ¦ 5.5kW/7.5HP @415V ¦ Aux 0NO+1NC ¦ Coil 220VDC |  | FRAME-1 | [7 empty] | SYSTEM_VOLTAGE_V | 415 | V | MOTOR_KW | 5.5 | kW | MOTOR_HP | 7.5 | HP | [15 empty] | POLES | 3P |  | DUTY_TYPE | AC3 |  | COIL | 220VDC |  | AUX_CONTACTS | 0NO+1NC | [13 empty] | 3P | AC3 | 12 | A | DC | 220 | V | 0NO+1NC | [8 empty] | Schneider | Easy TeSys | LC1D | LC1D12MD | 2 | CONT_POW_3P_DC220_AC3_12A_5.5kW_7.5HP_415V_AUX0NO+1NC |  |  | 3845 | INR | 2025-07-15 | Schneider WEF 15-Jul-2025 | Switching _All_WEF 15th Jul 25.pdf | 22 | Power Contactors LC1E (3 Pole DC Control) | LC1E1201 | Switching _All_WEF 15th Jul 25.pdf ¦ Page 22 ¦ Table-1: TeSys Deca Power Contactors (3 Pole) DC Control (BD/FD/MD) | ACTIVE | OK
Motor Control | Contactor | Contactor | CONTACTOR¦POWER_CONTACTOR | Power Contactor | CONT_POW_3P_DC24_AC3_25A_11kW_15HP_415V_AUX0NO+1NC | Power Contactor – 3P ¦ AC3 25A ¦ 11kW/15HP @415V ¦ Coil 24VDC ¦ Aux 0NO+1NC | CONT_POW_3P_DC24_AC3_25A_11kW_15HP_415V_AUX0NO+1NC | Power Contactor – 3P ¦ AC3 25A ¦ 11kW/15HP @415V ¦ Aux 0NO+1NC ¦ Coil 24VDC | Power Contactor – 3P ¦ AC3 25A ¦ 11kW/15HP @415V ¦ Aux 0NO+1NC ¦ Coil 24VDC |  | FRAME-1 | [7 empty] | SYSTEM_VOLTAGE_V | 415 | V | MOTOR_KW | 11 | kW | MOTOR_HP | 15 | HP | [15 empty] | POLES | 3P |  | DUTY_TYPE | AC3 |  | COIL | 24VDC |  | AUX_CONTACTS | 0NO+1NC | [13 empty] | 3P | AC3 | 25 | A | DC | 24 | V | 0NO+1NC | [8 empty] | Schneider | Easy TeSys | LC1D | LC1D25BD | 2 | CONT_POW_3P_DC24_AC3_25A_11kW_15HP_415V_AUX0NO+1NC |  |  | 5980 | INR | 2025-07-15 | Schneider WEF 15-Jul-2025 | Switching _All_WEF 15th Jul 25.pdf | 22 | Power Contactors LC1E (3 Pole DC Control) | LC1E2501 | Switching _All_WEF 15th Jul 25.pdf ¦ Page 22 ¦ Table-1: TeSys Deca Power Contactors (3 Pole) DC Control (BD/FD/MD) | ACTIVE | OK
Motor Control | Contactor | Contactor | CONTACTOR¦POWER_CONTACTOR | Power Contactor | CONT_POW_3P_DC110_AC3_25A_11kW_15HP_415V_AUX0NO+1NC | Power Contactor – 3P ¦ AC3 25A ¦ 11kW/15HP @415V ¦ Coil 24VDC ¦ Aux 0NO+1NC | CONT_POW_3P_DC110_AC3_25A_11kW_15HP_415V_AUX0NO+1NC | Power Contactor – 3P ¦ AC3 25A ¦ 11kW/15HP @415V ¦ Aux 0NO+1NC ¦ Coil 110VDC | Power Contactor – 3P ¦ AC3 25A ¦ 11kW/15HP @415V ¦ Aux 0NO+1NC ¦ Coil 110VDC |  | FRAME-1 | [7 empty] | SYSTEM_VOLTAGE_V | 415 | V | MOTOR_KW | 11 | kW | MOTOR_HP | 15 | HP | [15 empty] | POLES | 3P |  | DUTY_TYPE | AC3 |  | COIL | 110VDC |  | AUX_CONTACTS | 0NO+1NC | [13 empty] | 3P | AC3 | 25 | A | DC | 110 | V | 0NO+1NC | [8 empty] | Schneider | Easy TeSys | LC1D | LC1D25FD | 2 | CONT_POW_3P_DC110_AC3_25A_11kW_15HP_415V_AUX0NO+1NC |  |  | 5780 | INR | 2025-07-15 | Schneider WEF 15-Jul-2025 | Switching _All_WEF 15th Jul 25.pdf | 22 | Power Contactors LC1E (3 Pole DC Control) | LC1E2501 | Switching _All_WEF 15th Jul 25.pdf ¦ Page 22 ¦ Table-1: TeSys Deca Power Contactors (3 Pole) DC Control (BD/FD/MD) | ACTIVE | OK
Motor Control | Contactor | Contactor | CONTACTOR¦POWER_CONTACTOR | Power Contactor | CONT_POW_3P_DC220_AC3_25A_11kW_15HP_415V_AUX0NO+1NC | Power Contactor – 3P ¦ AC3 25A ¦ 11kW/15HP @415V ¦ Coil 24VDC ¦ Aux 0NO+1NC | CONT_POW_3P_DC220_AC3_25A_11kW_15HP_415V_AUX0NO+1NC | Power Contactor – 3P ¦ AC3 25A ¦ 11kW/15HP @415V ¦ Aux 0NO+1NC ¦ Coil 220VDC | Power Contactor – 3P ¦ AC3 25A ¦ 11kW/15HP @415V ¦ Aux 0NO+1NC ¦ Coil 220VDC |  | FRAME-1 | [7 empty] | SYSTEM_VOLTAGE_V | 415 | V | MOTOR_KW | 11 | kW | MOTOR_HP | 15 | HP | [15 empty] | POLES | 3P |  | DUTY_TYPE | AC3 |  | COIL | 220VDC |  | AUX_CONTACTS | 0NO+1NC | [13 empty] | 3P | AC3 | 25 | A | DC | 220 | V | 0NO+1NC | [8 empty] | Schneider | Easy TeSys | LC1D | LC1D25MD | 2 | CONT_POW_3P_DC220_AC3_25A_11kW_15HP_415V_AUX0NO+1NC |  |  | 5980 | INR | 2025-07-15 | Schneider WEF 15-Jul-2025 | Switching _All_WEF 15th Jul 25.pdf | 22 | Power Contactors LC1E (3 Pole DC Control) | LC1E2501 | Switching _All_WEF 15th Jul 25.pdf ¦ Page 22 ¦ Table-1: TeSys Deca Power Contactors (3 Pole) DC Control (BD/FD/MD) | ACTIVE | OK
Motor Control | Contactor | Contactor | CONTACTOR¦POWER_CONTACTOR | Power Contactor | CONT_POW_3P_DC24_AC1_50A_15kW_20HP_415V_AUX0NO+1NC | Power Contactor – 3P ¦ AC1 50A ¦ 15kW/20HP @415V ¦ Coil 24VDC ¦ Aux 0NO+1NC | CONT_POW_3P_DC24_AC1_50A_15kW_20HP_415V_AUX0NO+1NC | Power Contactor – 3P ¦ AC1 50A ¦ 15kW/20HP @415V ¦ Aux 0NO+1NC ¦ Coil 24VDC | Power Contactor – 3P ¦ AC1 50A ¦ 15kW/20HP @415V ¦ Aux 0NO+1NC ¦ Coil 24VDC |  | FRAME-1 | [7 empty] | SYSTEM_VOLTAGE_V | 415 | V | MOTOR_KW | 15 | kW | MOTOR_HP | 20 | HP | [15 empty] | POLES | 3P |  | DUTY_TYPE | AC1 |  | COIL | 24VDC |  | AUX_CONTACTS | 0NO+1NC | [13 empty] | 3P | AC1 | 50 | A | DC | 24 | V | 0NO+1NC | [8 empty] | Schneider | Easy TeSys | LC1D | LC1D32BD | 2 | CONT_POW_3P_DC24_AC1_50A_15kW_20HP_415V_AUX0NO+1NC |  |  | 12200 | INR | 2025-07-15 | Schneider WEF 15-Jul-2025 | Switching _All_WEF 15th Jul 25.pdf | 22 | Power Contactors LC1E (3 Pole DC Control) | LC1E3201 | Switching _All_WEF 15th Jul 25.pdf ¦ Page 22 ¦ Table-1: TeSys Deca Power Contactors (3 Pole) DC Control (BD/FD/MD) | ACTIVE | OK
Motor Control | Contactor | Contactor | CONTACTOR¦POWER_CONTACTOR | Power Contactor | CONT_POW_3P_DC110_AC1_50A_15kW_20HP_415V_AUX0NO+1NC | Power Contactor – 3P ¦ AC1 50A ¦ 15kW/20HP @415V ¦ Coil 24VDC ¦ Aux 0NO+1NC | CONT_POW_3P_DC110_AC1_50A_15kW_20HP_415V_AUX0NO+1NC | Power Contactor – 3P ¦ AC1 50A ¦ 15kW/20HP @415V ¦ Aux 0NO+1NC ¦ Coil 110VDC | Power Contactor – 3P ¦ AC1 50A ¦ 15kW/20HP @415V ¦ Aux 0NO+1NC ¦ Coil 110VDC |  | FRAME-1 | [7 empty] | SYSTEM_VOLTAGE_V | 415 | V | MOTOR_KW | 15 | kW | MOTOR_HP | 20 | HP | [15 empty] | POLES | 3P |  | DUTY_TYPE | AC1 |  | COIL | 110VDC |  | AUX_CONTACTS | 0NO+1NC | [13 empty] | 3P | AC1 | 50 | A | DC | 110 | V | 0NO+1NC | [8 empty] | Schneider | Easy TeSys | LC1D | LC1D32FD | 2 | CONT_POW_3P_DC110_AC1_50A_15kW_20HP_415V_AUX0NO+1NC |  |  | 11795 | INR | 2025-07-15 | Schneider WEF 15-Jul-2025 | Switching _All_WEF 15th Jul 25.pdf | 22 | Power Contactors LC1E (3 Pole DC Control) | LC1E3201 | Switching _All_WEF 15th Jul 25.pdf ¦ Page 22 ¦ Table-1: TeSys Deca Power Contactors (3 Pole) DC Control (BD/FD/MD) | ACTIVE | OK
Motor Control | Contactor | Contactor | CONTACTOR¦POWER_CONTACTOR | Power Contactor | CONT_POW_3P_DC220_AC1_50A_15kW_20HP_415V_AUX0NO+1NC | Power Contactor – 3P ¦ AC1 50A ¦ 15kW/20HP @415V ¦ Coil 24VDC ¦ Aux 0NO+1NC | CONT_POW_3P_DC220_AC1_50A_15kW_20HP_415V_AUX0NO+1NC | Power Contactor – 3P ¦ AC1 50A ¦ 15kW/20HP @415V ¦ Aux 0NO+1NC ¦ Coil 220VDC | Power Contactor – 3P ¦ AC1 50A ¦ 15kW/20HP @415V ¦ Aux 0NO+1NC ¦ Coil 220VDC |  | FRAME-1 | [7 empty] | SYSTEM_VOLTAGE_V | 415 | V | MOTOR_KW | 15 | kW | MOTOR_HP | 20 | HP | [15 empty] | POLES | 3P |  | DUTY_TYPE | AC1 |  | COIL | 220VDC |  | AUX_CONTACTS | 0NO+1NC | [13 empty] | 3P | AC1 | 50 | A | DC | 220 | V | 0NO+1NC | [8 empty] | Schneider | Easy TeSys | LC1D | LC1D32MD | 2 | CONT_POW_3P_DC220_AC1_50A_15kW_20HP_415V_AUX0NO+1NC |  |  | 12200 | INR | 2025-07-15 | Schneider WEF 15-Jul-2025 | Switching _All_WEF 15th Jul 25.pdf | 22 | Power Contactors LC1E (3 Pole DC Control) | LC1E3201 | Switching _All_WEF 15th Jul 25.pdf ¦ Page 22 ¦ Table-1: TeSys Deca Power Contactors (3 Pole) DC Control (BD/FD/MD) | ACTIVE | OK
Motor Control | Contactor | Contactor | CONTACTOR¦POWER_CONTACTOR | Power Contactor | CONT_POW_3P_DC24_AC3_32A_15kW_20HP_415V_AUX0NO+1NC | Power Contactor – 3P ¦ AC3 32A ¦ 15kW/20HP @415V ¦ Coil 24VDC ¦ Aux 0NO+1NC | CONT_POW_3P_DC24_AC3_32A_15kW_20HP_415V_AUX0NO+1NC | Power Contactor – 3P ¦ AC3 32A ¦ 15kW/20HP @415V ¦ Aux 0NO+1NC ¦ Coil 24VDC | Power Contactor – 3P ¦ AC3 32A ¦ 15kW/20HP @415V ¦ Aux 0NO+1NC ¦ Coil 24VDC |  | FRAME-1 | [7 empty] | SYSTEM_VOLTAGE_V | 415 | V | MOTOR_KW | 15 | kW | MOTOR_HP | 20 | HP | [15 empty] | POLES | 3P |  | DUTY_TYPE | AC3 |  | COIL | 24VDC |  | AUX_CONTACTS | 0NO+1NC | [13 empty] | 3P | AC3 | 32 | A | DC | 24 | V | 0NO+1NC | [8 empty] | Schneider | Easy TeSys | LC1D | LC1D32BD | 2 | CONT_POW_3P_DC24_AC3_32A_15kW_20HP_415V_AUX0NO+1NC |  |  | 12200 | INR | 2025-07-15 | Schneider WEF 15-Jul-2025 | Switching _All_WEF 15th Jul 25.pdf | 22 | Power Contactors LC1E (3 Pole DC Control) | LC1E3201 | Switching _All_WEF 15th Jul 25.pdf ¦ Page 22 ¦ Table-1: TeSys Deca Power Contactors (3 Pole) DC Control (BD/FD/MD) | ACTIVE | OK
Motor Control | Contactor | Contactor | CONTACTOR¦POWER_CONTACTOR | Power Contactor | CONT_POW_3P_DC110_AC3_32A_15kW_20HP_415V_AUX0NO+1NC | Power Contactor – 3P ¦ AC3 32A ¦ 15kW/20HP @415V ¦ Coil 24VDC ¦ Aux 0NO+1NC | CONT_POW_3P_DC110_AC3_32A_15kW_20HP_415V_AUX0NO+1NC | Power Contactor – 3P ¦ AC3 32A ¦ 15kW/20HP @415V ¦ Aux 0NO+1NC ¦ Coil 110VDC | Power Contactor – 3P ¦ AC3 32A ¦ 15kW/20HP @415V ¦ Aux 0NO+1NC ¦ Coil 110VDC |  | FRAME-1 | [7 empty] | SYSTEM_VOLTAGE_V | 415 | V | MOTOR_KW | 15 | kW | MOTOR_HP | 20 | HP | [15 empty] | POLES | 3P |  | DUTY_TYPE | AC3 |  | COIL | 110VDC |  | AUX_CONTACTS | 0NO+1NC | [13 empty] | 3P | AC3 | 32 | A | DC | 110 | V | 0NO+1NC | [8 empty] | Schneider | Easy TeSys | LC1D | LC1D32FD | 2 | CONT_POW_3P_DC110_AC3_32A_15kW_20HP_415V_AUX0NO+1NC |  |  | 11795 | INR | 2025-07-15 | Schneider WEF 15-Jul-2025 | Switching _All_WEF 15th Jul 25.pdf | 22 | Power Contactors LC1E (3 Pole DC Control) | LC1E3201 | Switching _All_WEF 15th Jul 25.pdf ¦ Page 22 ¦ Table-1: TeSys Deca Power Contactors (3 Pole) DC Control (BD/FD/MD) | ACTIVE | OK
Motor Control | Contactor | Contactor | CONTACTOR¦POWER_CONTACTOR | Power Contactor | CONT_POW_3P_DC220_AC3_32A_15kW_20HP_415V_AUX0NO+1NC | Power Contactor – 3P ¦ AC3 32A ¦ 15kW/20HP @415V ¦ Coil 24VDC ¦ Aux 0NO+1NC | CONT_POW_3P_DC220_AC3_32A_15kW_20HP_415V_AUX0NO+1NC | Power Contactor – 3P ¦ AC3 32A ¦ 15kW/20HP @415V ¦ Aux 0NO+1NC ¦ Coil 220VDC | Power Contactor – 3P ¦ AC3 32A ¦ 15kW/20HP @415V ¦ Aux 0NO+1NC ¦ Coil 220VDC |  | FRAME-1 | [7 empty] | SYSTEM_VOLTAGE_V | 415 | V | MOTOR_KW | 15 | kW | MOTOR_HP | 20 | HP | [15 empty] | POLES | 3P |  | DUTY_TYPE | AC3 |  | COIL | 220VDC |  | AUX_CONTACTS | 0NO+1NC | [13 empty] | 3P | AC3 | 32 | A | DC | 220 | V | 0NO+1NC | [8 empty] | Schneider | Easy TeSys | LC1D | LC1D32MD | 2 | CONT_POW_3P_DC220_AC3_32A_15kW_20HP_415V_AUX0NO+1NC |  |  | 12200 | INR | 2025-07-15 | Schneider WEF 15-Jul-2025 | Switching _All_WEF 15th Jul 25.pdf | 22 | Power Contactors LC1E (3 Pole DC Control) | LC1E3201 | Switching _All_WEF 15th Jul 25.pdf ¦ Page 22 ¦ Table-1: TeSys Deca Power Contactors (3 Pole) DC Control (BD/FD/MD) | ACTIVE | OK
Motor Control | Contactor | Contactor | CONTACTOR¦POWER_CONTACTOR | Power Contactor | CONT_POW_3P_DC24_AC1_50A_18.5kW_25HP_415V_AUX0NO+1NC | Power Contactor – 3P ¦ AC1 50A ¦ 18.5kW/25HP @415V ¦ Coil 24VDC ¦ Aux 0NO+1NC | CONT_POW_3P_DC24_AC1_50A_18.5kW_25HP_415V_AUX0NO+1NC | Power Contactor – 3P ¦ AC1 50A ¦ 18.5kW/25HP @415V ¦ Aux 0NO+1NC ¦ Coil 24VDC | Power Contactor – 3P ¦ AC1 50A ¦ 18.5kW/25HP @415V ¦ Aux 0NO+1NC ¦ Coil 24VDC |  | FRAME-2 | [7 empty] | SYSTEM_VOLTAGE_V | 415 | V | MOTOR_KW | 18.5 | kW | MOTOR_HP | 25 | HP | [15 empty] | POLES | 3P |  | DUTY_TYPE | AC1 |  | COIL | 24VDC |  | AUX_CONTACTS | 0NO+1NC | [13 empty] | 3P | AC1 | 50 | A | DC | 24 | V | 0NO+1NC | [8 empty] | Schneider | Easy TeSys | LC1D | LC1D38BD | 2 | CONT_POW_3P_DC24_AC1_50A_18.5kW_25HP_415V_AUX0NO+1NC |  |  | 14415 | INR | 2025-07-15 | Schneider WEF 15-Jul-2025 | Switching _All_WEF 15th Jul 25.pdf | 22 | Power Contactors LC1E (3 Pole DC Control) | LC1E3801 | Switching _All_WEF 15th Jul 25.pdf ¦ Page 22 ¦ Table-1: TeSys Deca Power Contactors (3 Pole) DC Control (BD/FD/MD) | ACTIVE | OK
Motor Control | Contactor | Contactor | CONTACTOR¦POWER_CONTACTOR | Power Contactor | CONT_POW_3P_DC110_AC1_50A_18.5kW_25HP_415V_AUX0NO+1NC | Power Contactor – 3P ¦ AC1 50A ¦ 18.5kW/25HP @415V ¦ Coil 24VDC ¦ Aux 0NO+1NC | CONT_POW_3P_DC110_AC1_50A_18.5kW_25HP_415V_AUX0NO+1NC | Power Contactor – 3P ¦ AC1 50A ¦ 18.5kW/25HP @415V ¦ Aux 0NO+1NC ¦ Coil 110VDC | Power Contactor – 3P ¦ AC1 50A ¦ 18.5kW/25HP @415V ¦ Aux 0NO+1NC ¦ Coil 110VDC |  | FRAME-2 | [7 empty] | SYSTEM_VOLTAGE_V | 415 | V | MOTOR_KW | 18.5 | kW | MOTOR_HP | 25 | HP | [15 empty] | POLES | 3P |  | DUTY_TYPE | AC1 |  | COIL | 110VDC |  | AUX_CONTACTS | 0NO+1NC | [13 empty] | 3P | AC1 | 50 | A | DC | 110 | V | 0NO+1NC | [8 empty] | Schneider | Easy TeSys | LC1D | LC1D38FD | 2 | CONT_POW_3P_DC110_AC1_50A_18.5kW_25HP_415V_AUX0NO+1NC |  |  | 14415 | INR | 2025-07-15 | Schneider WEF 15-Jul-2025 | Switching _All_WEF 15th Jul 25.pdf | 22 | Power Contactors LC1E (3 Pole DC Control) | LC1E3801 | Switching _All_WEF 15th Jul 25.pdf ¦ Page 22 ¦ Table-1: TeSys Deca Power Contactors (3 Pole) DC Control (BD/FD/MD) | ACTIVE | OK
Motor Control | Contactor | Contactor | CONTACTOR¦POWER_CONTACTOR | Power Contactor | CONT_POW_3P_DC220_AC1_50A_18.5kW_25HP_415V_AUX0NO+1NC | Power Contactor – 3P ¦ AC1 50A ¦ 18.5kW/25HP @415V ¦ Coil 24VDC ¦ Aux 0NO+1NC | CONT_POW_3P_DC220_AC1_50A_18.5kW_25HP_415V_AUX0NO+1NC | Power Contactor – 3P ¦ AC1 50A ¦ 18.5kW/25HP @415V ¦ Aux 0NO+1NC ¦ Coil 220VDC | Power Contactor – 3P ¦ AC1 50A ¦ 18.5kW/25HP @415V ¦ Aux 0NO+1NC ¦ Coil 220VDC |  | FRAME-2 | [7 empty] | SYSTEM_VOLTAGE_V | 415 | V | MOTOR_KW | 18.5 | kW | MOTOR_HP | 25 | HP | [15 empty] | POLES | 3P |  | DUTY_TYPE | AC1 |  | COIL | 220VDC |  | AUX_CONTACTS | 0NO+1NC | [13 empty] | 3P | AC1 | 50 | A | DC | 220 | V | 0NO+1NC | [8 empty] | Schneider | Easy TeSys | LC1D | LC1D38MD | 2 | CONT_POW_3P_DC220_AC1_50A_18.5kW_25HP_415V_AUX0NO+1NC |  |  | 14415 | INR | 2025-07-15 | Schneider WEF 15-Jul-2025 | Switching _All_WEF 15th Jul 25.pdf | 22 | Power Contactors LC1E (3 Pole DC Control) | LC1E3801 | Switching _All_WEF 15th Jul 25.pdf ¦ Page 22 ¦ Table-1: TeSys Deca Power Contactors (3 Pole) DC Control (BD/FD/MD) | ACTIVE | OK
Motor Control | Contactor | Contactor | CONTACTOR¦POWER_CONTACTOR | Power Contactor | CONT_POW_3P_DC24_AC3_38A_18.5kW_25HP_415V_AUX0NO+1NC | Power Contactor – 3P ¦ AC3 38A ¦ 18.5kW/25HP @415V ¦ Coil 24VDC ¦ Aux 0NO+1NC | CONT_POW_3P_DC24_AC3_38A_18.5kW_25HP_415V_AUX0NO+1NC | Power Contactor – 3P ¦ AC3 38A ¦ 18.5kW/25HP @415V ¦ Aux 0NO+1NC ¦ Coil 24VDC | Power Contactor – 3P ¦ AC3 38A ¦ 18.5kW/25HP @415V ¦ Aux 0NO+1NC ¦ Coil 24VDC |  | FRAME-2 | [7 empty] | SYSTEM_VOLTAGE_V | 415 | V | MOTOR_KW | 18.5 | kW | MOTOR_HP | 25 | HP | [15 empty] | POLES | 3P |  | DUTY_TYPE | AC3 |  | COIL | 24VDC |  | AUX_CONTACTS | 0NO+1NC | [13 empty] | 3P | AC3 | 38 | A | DC | 24 | V | 0NO+1NC | [8 empty] | Schneider | Easy TeSys | LC1D | LC1D38BD | 2 | CONT_POW_3P_DC24_AC3_38A_18.5kW_25HP_415V_AUX0NO+1NC |  |  | 14415 | INR | 2025-07-15 | Schneider WEF 15-Jul-2025 | Switching _All_WEF 15th Jul 25.pdf | 22 | Power Contactors LC1E (3 Pole DC Control) | LC1E3801 | Switching _All_WEF 15th Jul 25.pdf ¦ Page 22 ¦ Table-1: TeSys Deca Power Contactors (3 Pole) DC Control (BD/FD/MD) | ACTIVE | OK
Motor Control | Contactor | Contactor | CONTACTOR¦POWER_CONTACTOR | Power Contactor | CONT_POW_3P_DC110_AC3_38A_18.5kW_25HP_415V_AUX0NO+1NC | Power Contactor – 3P ¦ AC3 38A ¦ 18.5kW/25HP @415V ¦ Coil 24VDC ¦ Aux 0NO+1NC | CONT_POW_3P_DC110_AC3_38A_18.5kW_25HP_415V_AUX0NO+1NC | Power Contactor – 3P ¦ AC3 38A ¦ 18.5kW/25HP @415V ¦ Aux 0NO+1NC ¦ Coil 110VDC | Power Contactor – 3P ¦ AC3 38A ¦ 18.5kW/25HP @415V ¦ Aux 0NO+1NC ¦ Coil 110VDC |  | FRAME-2 | [7 empty] | SYSTEM_VOLTAGE_V | 415 | V | MOTOR_KW | 18.5 | kW | MOTOR_HP | 25 | HP | [15 empty] | POLES | 3P |  | DUTY_TYPE | AC3 |  | COIL | 110VDC |  | AUX_CONTACTS | 0NO+1NC | [13 empty] | 3P | AC3 | 38 | A | DC | 110 | V | 0NO+1NC | [8 empty] | Schneider | Easy TeSys | LC1D | LC1D38FD | 2 | CONT_POW_3P_DC110_AC3_38A_18.5kW_25HP_415V_AUX0NO+1NC |  |  | 14415 | INR | 2025-07-15 | Schneider WEF 15-Jul-2025 | Switching _All_WEF 15th Jul 25.pdf | 22 | Power Contactors LC1E (3 Pole DC Control) | LC1E3801 | Switching _All_WEF 15th Jul 25.pdf ¦ Page 22 ¦ Table-1: TeSys Deca Power Contactors (3 Pole) DC Control (BD/FD/MD) | ACTIVE | OK
Motor Control | Contactor | Contactor | CONTACTOR¦POWER_CONTACTOR | Power Contactor | CONT_POW_3P_DC220_AC3_38A_18.5kW_25HP_415V_AUX0NO+1NC | Power Contactor – 3P ¦ AC3 38A ¦ 18.5kW/25HP @415V ¦ Coil 24VDC ¦ Aux 0NO+1NC | CONT_POW_3P_DC220_AC3_38A_18.5kW_25HP_415V_AUX0NO+1NC | Power Contactor – 3P ¦ AC3 38A ¦ 18.5kW/25HP @415V ¦ Aux 0NO+1NC ¦ Coil 220VDC | Power Contactor – 3P ¦ AC3 38A ¦ 18.5kW/25HP @415V ¦ Aux 0NO+1NC ¦ Coil 220VDC |  | FRAME-2 | [7 empty] | SYSTEM_VOLTAGE_V | 415 | V | MOTOR_KW | 18.5 | kW | MOTOR_HP | 25 | HP | [15 empty] | POLES | 3P |  | DUTY_TYPE | AC3 |  | COIL | 220VDC |  | AUX_CONTACTS | 0NO+1NC | [13 empty] | 3P | AC3 | 38 | A | DC | 220 | V | 0NO+1NC | [8 empty] | Schneider | Easy TeSys | LC1D | LC1D38MD | 2 | CONT_POW_3P_DC220_AC3_38A_18.5kW_25HP_415V_AUX0NO+1NC |  |  | 14415 | INR | 2025-07-15 | Schneider WEF 15-Jul-2025 | Switching _All_WEF 15th Jul 25.pdf | 22 | Power Contactors LC1E (3 Pole DC Control) | LC1E3801 | Switching _All_WEF 15th Jul 25.pdf ¦ Page 22 ¦ Table-1: TeSys Deca Power Contactors (3 Pole) DC Control (BD/FD/MD) | ACTIVE | OK
Motor Control | Contactor | Contactor | CONTACTOR¦POWER_CONTACTOR | Power Contactor | CONT_POW_3P_DC24_AC1_25A_4kW_5.5HP_415V_AUX0NO+1NC | Power Contactor – 3P ¦ AC1 25A ¦ 4kW/5.5HP @415V ¦ Aux 0NO+1NC | CONT_POW_3P_DC24_AC1_25A_4kW_5.5HP_415V_AUX0NO+1NC | Power Contactor – 3P ¦ AC1 25A ¦ 4kW/5.5HP @415V ¦ Aux 0NO+1NC ¦ Coil 24VDC | Power Contactor – 3P ¦ AC1 25A ¦ 4kW/5.5HP @415V ¦ Aux 0NO+1NC ¦ Coil 24VDC |  | FRAME-1 | [7 empty] | SYSTEM_VOLTAGE_V | 415 | V | MOTOR_KW | 4 | kW | MOTOR_HP | 5.5 | HP | [15 empty] | POLES | 3P |  | DUTY_TYPE | AC1 |  | COIL | 24VDC |  | AUX_CONTACTS | 0NO+1NC | [13 empty] | 3P | AC1 | 25 | A | AC | 24 | V | 0NO+1NC | [8 empty] | Schneider | Easy TeSys | LC1D | LC1D09BL | 2 | CONT_POW_3P_DC24_AC1_25A_4kW_5.5HP_415V_AUX0NO+1NC |  |  | 3720 | INR | 2025-07-15 | Schneider WEF 15-Jul-2025 | Switching _All_WEF 15th Jul 25.pdf | 22 | Power Contactors LC1E (3 Pole AC Control) | LC1E0601 | Switching _All_WEF 15th Jul 25.pdf ¦ Page 22 ¦ Table-2: 3P DC Low Consumption (BL/EL) | ACTIVE | OK
Motor Control | Contactor | Contactor | CONTACTOR¦POWER_CONTACTOR | Power Contactor | CONT_POW_3P_DC48_AC1_25A_4kW_5.5HP_415V_AUX0NO+1NC | Power Contactor – 3P ¦ AC1 25A ¦ 4kW/5.5HP @415V ¦ Aux 0NO+1NC | CONT_POW_3P_DC48_AC1_25A_4kW_5.5HP_415V_AUX0NO+1NC | Power Contactor – 3P ¦ AC1 25A ¦ 4kW/5.5HP @415V ¦ Aux 0NO+1NC ¦ Coil 48VDC | Power Contactor – 3P ¦ AC1 25A ¦ 4kW/5.5HP @415V ¦ Aux 0NO+1NC ¦ Coil 48VDC |  | FRAME-1 | [7 empty] | SYSTEM_VOLTAGE_V | 415 | V | MOTOR_KW | 4 | kW | MOTOR_HP | 5.5 | HP | [15 empty] | POLES | 3P |  | DUTY_TYPE | AC1 |  | COIL | 48VDC |  | AUX_CONTACTS | 0NO+1NC | [13 empty] | 3P | AC1 | 25 | A | AC | 48 | V | 0NO+1NC | [8 empty] | Schneider | Easy TeSys | LC1D | LC1D09EL | 2 | CONT_POW_3P_DC48_AC1_25A_4kW_5.5HP_415V_AUX0NO+1NC |  |  | 3720 | INR | 2025-07-15 | Schneider WEF 15-Jul-2025 | Switching _All_WEF 15th Jul 25.pdf | 22 | Power Contactors LC1E (3 Pole AC Control) | LC1E0601 | Switching _All_WEF 15th Jul 25.pdf ¦ Page 22 ¦ Table-2: 3P DC Low Consumption (BL/EL) | ACTIVE | OK
Motor Control | Contactor | Contactor | CONTACTOR¦POWER_CONTACTOR | Power Contactor | CONT_POW_3P_DC24_AC3_9A_4kW_5.5HP_415V_AUX0NO+1NC | Power Contactor – 3P ¦ AC3 9A ¦ 4kW/5.5HP @415V ¦ Aux 0NO+1NC | CONT_POW_3P_DC24_AC3_9A_4kW_5.5HP_415V_AUX0NO+1NC | Power Contactor – 3P ¦ AC3 9A ¦ 4kW/5.5HP @415V ¦ Aux 0NO+1NC ¦ Coil 24VDC | Power Contactor – 3P ¦ AC3 9A ¦ 4kW/5.5HP @415V ¦ Aux 0NO+1NC ¦ Coil 24VDC |  | FRAME-1 | [7 empty] | SYSTEM_VOLTAGE_V | 415 | V | MOTOR_KW | 4 | kW | MOTOR_HP | 5.5 | HP | [15 empty] | POLES | 3P |  | DUTY_TYPE | AC1 |  | COIL | 24VDC |  | AUX_CONTACTS | 0NO+1NC | [13 empty] | 3P | AC3 | 9 | A | AC | 24 | V | 0NO+1NC | [8 empty] | Schneider | Easy TeSys | LC1D | LC1D09BL | 2 | CONT_POW_3P_DC24_AC3_9A_4kW_5.5HP_415V_AUX0NO+1NC |  |  | 3720 | INR | 2025-07-15 | Schneider WEF 15-Jul-2025 | Switching _All_WEF 15th Jul 25.pdf | 22 | Power Contactors LC1E (3 Pole AC Control) | LC1E0601 | Switching _All_WEF 15th Jul 25.pdf ¦ Page 22 ¦ Table-2: 3P DC Low Consumption (BL/EL) | ACTIVE | OK
Motor Control | Contactor | Contactor | CONTACTOR¦POWER_CONTACTOR | Power Contactor | CONT_POW_3P_DC48_AC3_9A_4kW_5.5HP_415V_AUX0NO+1NC | Power Contactor – 3P ¦ AC3 9A ¦ 4kW/5.5HP @415V ¦ Aux 0NO+1NC | CONT_POW_3P_DC48_AC3_9A_4kW_5.5HP_415V_AUX0NO+1NC | Power Contactor – 3P ¦ AC3 9A ¦ 4kW/5.5HP @415V ¦ Aux 0NO+1NC ¦ Coil 48VDC | Power Contactor – 3P ¦ AC3 9A ¦ 4kW/5.5HP @415V ¦ Aux 0NO+1NC ¦ Coil 48VDC |  | FRAME-1 | [7 empty] | SYSTEM_VOLTAGE_V | 415 | V | MOTOR_KW | 4 | kW | MOTOR_HP | 5.5 | HP | [15 empty] | POLES | 3P |  | DUTY_TYPE | AC1 |  | COIL | 48VDC |  | AUX_CONTACTS | 0NO+1NC | [13 empty] | 3P | AC3 | 9 | A | AC | 48 | V | 0NO+1NC | [8 empty] | Schneider | Easy TeSys | LC1D | LC1D09EL | 2 | CONT_POW_3P_DC48_AC3_9A_4kW_5.5HP_415V_AUX0NO+1NC |  |  | 3720 | INR | 2025-07-15 | Schneider WEF 15-Jul-2025 | Switching _All_WEF 15th Jul 25.pdf | 22 | Power Contactors LC1E (3 Pole AC Control) | LC1E0601 | Switching _All_WEF 15th Jul 25.pdf ¦ Page 22 ¦ Table-2: 3P DC Low Consumption (BL/EL) | ACTIVE | OK
Motor Control | Contactor | Contactor | CONTACTOR¦POWER_CONTACTOR | Power Contactor | CONT_POW_3P_DC24_AC1_25A_5.5kW_7.5HP_415V_AUX0NO+1NC_COIL220V | Power Contactor – 3P ¦ AC1 25A ¦ 5.5kW/7.5HP @415V ¦ Coil 220VAC ¦ Aux 0NO+1NC | CONT_POW_3P_DC24_AC1_25A_5.5kW_7.5HP_415V_AUX0NO+1NC_COIL220V | Power Contactor – 3P ¦ AC1 25A ¦ 5.5kW/7.5HP @415V ¦ Aux 0NO+1NC ¦ Coil 24VDC | Power Contactor – 3P ¦ AC1 25A ¦ 5.5kW/7.5HP @415V ¦ Aux 0NO+1NC ¦ Coil 24VDC |  | FRAME-1 | [7 empty] | SYSTEM_VOLTAGE_V | 415 | V | MOTOR_KW | 5.5 | kW | MOTOR_HP | 7.5 | HP | [15 empty] | POLES | 3P |  | DUTY_TYPE | AC1 |  | COIL | 24VDC |  | AUX_CONTACTS | 0NO+1NC | [13 empty] | 3P | AC1 | 25 | A | AC | 24 | V | 0NO+1NC | [8 empty] | Schneider | Easy TeSys | LC1D | LC1D12BL | 2 | CONT_POW_3P_DC24_AC1_25A_5.5kW_7.5HP_415V_AUX0NO+1NC_COIL220V |  |  | 4165 | INR | 2025-07-15 | Schneider WEF 15-Jul-2025 | Switching _All_WEF 15th Jul 25.pdf | 22 | Power Contactors LC1E (3 Pole AC Control) | LC1E1201 | Switching _All_WEF 15th Jul 25.pdf ¦ Page 22 ¦ Table-2: 3P DC Low Consumption (BL/EL) | ACTIVE | OK
Motor Control | Contactor | Contactor | CONTACTOR¦POWER_CONTACTOR | Power Contactor | CONT_POW_3P_DC48_AC1_25A_5.5kW_7.5HP_415V_AUX0NO+1NC_COIL220V | Power Contactor – 3P ¦ AC1 25A ¦ 5.5kW/7.5HP @415V ¦ Coil 220VAC ¦ Aux 0NO+1NC | CONT_POW_3P_DC48_AC1_25A_5.5kW_7.5HP_415V_AUX0NO+1NC_COIL220V | Power Contactor – 3P ¦ AC1 25A ¦ 5.5kW/7.5HP @415V ¦ Aux 0NO+1NC ¦ Coil 48VDC | Power Contactor – 3P ¦ AC1 25A ¦ 5.5kW/7.5HP @415V ¦ Aux 0NO+1NC ¦ Coil 48VDC |  | FRAME-1 | [7 empty] | SYSTEM_VOLTAGE_V | 415 | V | MOTOR_KW | 5.5 | kW | MOTOR_HP | 7.5 | HP | [15 empty] | POLES | 3P |  | DUTY_TYPE | AC1 |  | COIL | 48VDC |  | AUX_CONTACTS | 0NO+1NC | [13 empty] | 3P | AC1 | 25 | A | AC | 48 | V | 0NO+1NC | [8 empty] | Schneider | Easy TeSys | LC1D | LC1D12EL | 2 | CONT_POW_3P_DC48_AC1_25A_5.5kW_7.5HP_415V_AUX0NO+1NC_COIL220V |  |  | 4165 | INR | 2025-07-15 | Schneider WEF 15-Jul-2025 | Switching _All_WEF 15th Jul 25.pdf | 22 | Power Contactors LC1E (3 Pole AC Control) | LC1E1201 | Switching _All_WEF 15th Jul 25.pdf ¦ Page 22 ¦ Table-2: 3P DC Low Consumption (BL/EL) | ACTIVE | OK
Motor Control | Contactor | Contactor | CONTACTOR¦POWER_CONTACTOR | Power Contactor | CONT_POW_3P_DC24_AC3_12A_5.5kW_7.5HP_415V_AUX0NO+1NC_COIL220V | Power Contactor – 3P ¦ AC3 12A ¦ 5.5kW/7.5HP @415V ¦ Coil 220VAC ¦ Aux 0NO+1NC | CONT_POW_3P_DC24_AC3_12A_5.5kW_7.5HP_415V_AUX0NO+1NC_COIL220V | Power Contactor – 3P ¦ AC3 12A ¦ 5.5kW/7.5HP @415V ¦ Aux 0NO+1NC ¦ Coil 24VDC | Power Contactor – 3P ¦ AC3 12A ¦ 5.5kW/7.5HP @415V ¦ Aux 0NO+1NC ¦ Coil 24VDC |  | FRAME-1 | [7 empty] | SYSTEM_VOLTAGE_V | 415 | V | MOTOR_KW | 5.5 | kW | MOTOR_HP | 7.5 | HP | [15 empty] | POLES | 3P |  | DUTY_TYPE | AC3 |  | COIL | 24VDC |  | AUX_CONTACTS | 0NO+1NC | [13 empty] | 3P | AC3 | 12 | A | AC | 24 | V | 0NO+1NC | [8 empty] | Schneider | Easy TeSys | LC1D | LC1D12BL | 2 | CONT_POW_3P_DC24_AC3_12A_5.5kW_7.5HP_415V_AUX0NO+1NC_COIL220V |  |  | 4165 | INR | 2025-07-15 | Schneider WEF 15-Jul-2025 | Switching _All_WEF 15th Jul 25.pdf | 22 | Power Contactors LC1E (3 Pole AC Control) | LC1E1201 | Switching _All_WEF 15th Jul 25.pdf ¦ Page 22 ¦ Table-2: 3P DC Low Consumption (BL/EL) | ACTIVE | OK
Motor Control | Contactor | Contactor | CONTACTOR¦POWER_CONTACTOR | Power Contactor | CONT_POW_3P_DC48_AC3_12A_5.5kW_7.5HP_415V_AUX0NO+1NC_COIL220V | Power Contactor – 3P ¦ AC3 12A ¦ 5.5kW/7.5HP @415V ¦ Coil 220VAC ¦ Aux 0NO+1NC | CONT_POW_3P_DC48_AC3_12A_5.5kW_7.5HP_415V_AUX0NO+1NC_COIL220V | Power Contactor – 3P ¦ AC3 12A ¦ 5.5kW/7.5HP @415V ¦ Aux 0NO+1NC ¦ Coil 48VDC | Power Contactor – 3P ¦ AC3 12A ¦ 5.5kW/7.5HP @415V ¦ Aux 0NO+1NC ¦ Coil 48VDC |  | FRAME-1 | [7 empty] | SYSTEM_VOLTAGE_V | 415 | V | MOTOR_KW | 5.5 | kW | MOTOR_HP | 7.5 | HP | [15 empty] | POLES | 3P |  | DUTY_TYPE | AC3 |  | COIL | 48VDC |  | AUX_CONTACTS | 0NO+1NC | [13 empty] | 3P | AC3 | 12 | A | AC | 48 | V | 0NO+1NC | [8 empty] | Schneider | Easy TeSys | LC1D | LC1D12EL | 2 | CONT_POW_3P_DC48_AC3_12A_5.5kW_7.5HP_415V_AUX0NO+1NC_COIL220V |  |  | 4165 | INR | 2025-07-15 | Schneider WEF 15-Jul-2025 | Switching _All_WEF 15th Jul 25.pdf | 22 | Power Contactors LC1E (3 Pole AC Control) | LC1E1201 | Switching _All_WEF 15th Jul 25.pdf ¦ Page 22 ¦ Table-2: 3P DC Low Consumption (BL/EL) | ACTIVE | OK
Motor Control | Contactor | Contactor | CONTACTOR¦POWER_CONTACTOR | Power Contactor | CONT_POW_3P_DC24_AC1_32A_9kW_12.5HP_415V_AUX0NO+1NC_COIL220V | Power Contactor – 3P ¦ AC1 32A ¦ 9kW/12.5HP @415V ¦ Aux 0NO+1NC ¦ Coil 220V AC | CONT_POW_3P_DC24_AC1_32A_9kW_12.5HP_415V_AUX0NO+1NC_COIL220V | Power Contactor – 3P ¦ AC1 32A ¦ 9kW/12.5HP @415V ¦ Aux 0NO+1NC ¦ Coil 24VDC | Power Contactor – 3P ¦ AC1 32A ¦ 9kW/12.5HP @415V ¦ Aux 0NO+1NC ¦ Coil 24VDC |  | FRAME-1 | [7 empty] | SYSTEM_VOLTAGE_V | 415 | V | MOTOR_KW | 9 | kW | MOTOR_HP | 12.5 | HP | [15 empty] | POLES | 3P |  | DUTY_TYPE | AC1 |  | COIL | 24VDC |  | AUX_CONTACTS | 0NO+1NC | [13 empty] | 3P | AC1 | 32 | A | AC | 24 | V | 0NO+1NC | [8 empty] | Schneider | Easy TeSys | LC1D | LC1D18BL | 2 | CONT_POW_3P_DC24_AC1_32A_9kW_12.5HP_415V_AUX0NO+1NC_COIL220V |  |  | 6360 | INR | 2025-07-15 | Schneider WEF 15-Jul-2025 | Switching _All_WEF 15th Jul 25.pdf | 22 | Power Contactors LC1E (3 Pole AC Control) | LC1E1201 | Switching _All_WEF 15th Jul 25.pdf ¦ Page 22 ¦ Table-2: 3P DC Low Consumption (BL/EL) | ACTIVE | OK
Motor Control | Contactor | Contactor | CONTACTOR¦POWER_CONTACTOR | Power Contactor | CONT_POW_3P_DC48_AC1_32A_9kW_12.5HP_415V_AUX0NO+1NC_COIL220V | Power Contactor – 3P ¦ AC1 32A ¦ 9kW/12.5HP @415V ¦ Aux 0NO+1NC ¦ Coil 220V AC | CONT_POW_3P_DC48_AC1_32A_9kW_12.5HP_415V_AUX0NO+1NC_COIL220V | Power Contactor – 3P ¦ AC1 32A ¦ 9kW/12.5HP @415V ¦ Aux 0NO+1NC ¦ Coil 48VDC | Power Contactor – 3P ¦ AC1 32A ¦ 9kW/12.5HP @415V ¦ Aux 0NO+1NC ¦ Coil 48VDC |  | FRAME-1 | [7 empty] | SYSTEM_VOLTAGE_V | 415 | V | MOTOR_KW | 9 | kW | MOTOR_HP | 12.5 | HP | [15 empty] | POLES | 3P |  | DUTY_TYPE | AC1 |  | COIL | 48VDC |  | AUX_CONTACTS | 0NO+1NC | [13 empty] | 3P | AC1 | 32 | A | AC | 48 | V | 0NO+1NC | [8 empty] | Schneider | Easy TeSys | LC1D | LC1D18EL | 2 | CONT_POW_3P_DC48_AC1_32A_9kW_12.5HP_415V_AUX0NO+1NC_COIL220V |  |  | 6360 | INR | 2025-07-15 | Schneider WEF 15-Jul-2025 | Switching _All_WEF 15th Jul 25.pdf | 22 | Power Contactors LC1E (3 Pole AC Control) | LC1E1201 | Switching _All_WEF 15th Jul 25.pdf ¦ Page 22 ¦ Table-2: 3P DC Low Consumption (BL/EL) | ACTIVE | OK
Motor Control | Contactor | Contactor | CONTACTOR¦POWER_CONTACTOR | Power Contactor | CONT_POW_3P_DC24_AC3_18A_9kW_12.5HP_415V_AUX0NO+1NC_COIL220V | Power Contactor – 3P ¦ AC3 18A ¦ 9kW/12.5HP @415V ¦ Aux 0NO+1NC ¦ Coil 220V AC | CONT_POW_3P_DC24_AC3_18A_9kW_12.5HP_415V_AUX0NO+1NC_COIL220V | Power Contactor – 3P ¦ AC3 18A ¦ 9kW/12.5HP @415V ¦ Aux 0NO+1NC ¦ Coil 24VDC | Power Contactor – 3P ¦ AC3 18A ¦ 9kW/12.5HP @415V ¦ Aux 0NO+1NC ¦ Coil 24VDC |  | FRAME-1 | [7 empty] | SYSTEM_VOLTAGE_V | 415 | V | MOTOR_KW | 9 | kW | MOTOR_HP | 12.5 | HP | [15 empty] | POLES | 3P |  | DUTY_TYPE | AC1 |  | COIL | 24VDC |  | AUX_CONTACTS | 0NO+1NC | [13 empty] | 3P | AC3 | 18 | A | AC | 24 | V | 0NO+1NC | [8 empty] | Schneider | Easy TeSys | LC1D | LC1D18BL | 2 | CONT_POW_3P_DC24_AC3_18A_9kW_12.5HP_415V_AUX0NO+1NC_COIL220V |  |  | 6360 | INR | 2025-07-15 | Schneider WEF 15-Jul-2025 | Switching _All_WEF 15th Jul 25.pdf | 22 | Power Contactors LC1E (3 Pole AC Control) | LC1E1201 | Switching _All_WEF 15th Jul 25.pdf ¦ Page 22 ¦ Table-2: 3P DC Low Consumption (BL/EL) | ACTIVE | OK
Motor Control | Contactor | Contactor | CONTACTOR¦POWER_CONTACTOR | Power Contactor | CONT_POW_3P_DC48_AC3_18A_9kW_12.5HP_415V_AUX0NO+1NC_COIL220V | Power Contactor – 3P ¦ AC3 18A ¦ 9kW/12.5HP @415V ¦ Aux 0NO+1NC ¦ Coil 220V AC | CONT_POW_3P_DC48_AC3_18A_9kW_12.5HP_415V_AUX0NO+1NC_COIL220V | Power Contactor – 3P ¦ AC3 18A ¦ 9kW/12.5HP @415V ¦ Aux 0NO+1NC ¦ Coil 48VDC | Power Contactor – 3P ¦ AC3 18A ¦ 9kW/12.5HP @415V ¦ Aux 0NO+1NC ¦ Coil 48VDC |  | FRAME-1 | [7 empty] | SYSTEM_VOLTAGE_V | 415 | V | MOTOR_KW | 9 | kW | MOTOR_HP | 12.5 | HP | [15 empty] | POLES | 3P |  | DUTY_TYPE | AC1 |  | COIL | 48VDC |  | AUX_CONTACTS | 0NO+1NC | [13 empty] | 3P | AC3 | 18 | A | AC | 48 | V | 0NO+1NC | [8 empty] | Schneider | Easy TeSys | LC1D | LC1D18EL | 2 | CONT_POW_3P_DC48_AC3_18A_9kW_12.5HP_415V_AUX0NO+1NC_COIL220V |  |  | 6360 | INR | 2025-07-15 | Schneider WEF 15-Jul-2025 | Switching _All_WEF 15th Jul 25.pdf | 22 | Power Contactors LC1E (3 Pole AC Control) | LC1E1201 | Switching _All_WEF 15th Jul 25.pdf ¦ Page 22 ¦ Table-2: 3P DC Low Consumption (BL/EL) | ACTIVE | OK
Motor Control | Contactor | Contactor | CONTACTOR¦POWER_CONTACTOR | Power Contactor | CONT_POW_3P_DC24_AC1_40A_11kW_15HP_415V_AUX0NO+1NC_COIL220V | Power Contactor – 3P ¦ AC1 40A ¦ 11kW/15HP @415V ¦ Aux 0NO+1NC ¦ Coil 220V AC | CONT_POW_3P_DC24_AC1_40A_11kW_15HP_415V_AUX0NO+1NC_COIL220V | Power Contactor – 3P ¦ AC1 40A ¦ 11kW/15HP @415V ¦ Aux 0NO+1NC ¦ Coil 24VDC | Power Contactor – 3P ¦ AC1 40A ¦ 11kW/15HP @415V ¦ Aux 0NO+1NC ¦ Coil 24VDC |  | FRAME-1 | [7 empty] | SYSTEM_VOLTAGE_V | 415 | V | MOTOR_KW | 11 | kW | MOTOR_HP | 15 | HP | [15 empty] | POLES | 3P |  | DUTY_TYPE | AC1 |  | COIL | 24VDC |  | AUX_CONTACTS | 0NO+1NC | [13 empty] | 3P | AC1 | 40 | A | AC | 24 | V | 0NO+1NC | [8 empty] | Schneider | Easy TeSys | LC1D | LC1D25BL | 2 | CONT_POW_3P_DC24_AC1_40A_11kW_15HP_415V_AUX0NO+1NC_COIL220V |  |  | 7750 | INR | 2025-07-15 | Schneider WEF 15-Jul-2025 | Switching _All_WEF 15th Jul 25.pdf | 22 | Power Contactors LC1E (3 Pole AC Control) | LC1E1201 | Switching _All_WEF 15th Jul 25.pdf ¦ Page 22 ¦ Table-2: 3P DC Low Consumption (BL/EL) | ACTIVE | OK
Motor Control | Contactor | Contactor | CONTACTOR¦POWER_CONTACTOR | Power Contactor | CONT_POW_3P_DC48_AC1_40A_11kW_15HP_415V_AUX0NO+1NC_COIL220V | Power Contactor – 3P ¦ AC1 40A ¦ 11kW/15HP @415V ¦ Aux 0NO+1NC ¦ Coil 220V AC | CONT_POW_3P_DC48_AC1_40A_11kW_15HP_415V_AUX0NO+1NC_COIL220V | Power Contactor – 3P ¦ AC1 40A ¦ 11kW/15HP @415V ¦ Aux 0NO+1NC ¦ Coil 48VDC | Power Contactor – 3P ¦ AC1 40A ¦ 11kW/15HP @415V ¦ Aux 0NO+1NC ¦ Coil 48VDC |  | FRAME-1 | [7 empty] | SYSTEM_VOLTAGE_V | 415 | V | MOTOR_KW | 11 | kW | MOTOR_HP | 15 | HP | [15 empty] | POLES | 3P |  | DUTY_TYPE | AC1 |  | COIL | 48VDC |  | AUX_CONTACTS | 0NO+1NC | [13 empty] | 3P | AC1 | 40 | A | AC | 48 | V | 0NO+1NC | [8 empty] | Schneider | Easy TeSys | LC1D | LC1D25EL | 2 | CONT_POW_3P_DC48_AC1_40A_11kW_15HP_415V_AUX0NO+1NC_COIL220V |  |  | 7750 | INR | 2025-07-15 | Schneider WEF 15-Jul-2025 | Switching _All_WEF 15th Jul 25.pdf | 22 | Power Contactors LC1E (3 Pole AC Control) | LC1E1201 | Switching _All_WEF 15th Jul 25.pdf ¦ Page 22 ¦ Table-2: 3P DC Low Consumption (BL/EL) | ACTIVE | OK
Motor Control | Contactor | Contactor | CONTACTOR¦POWER_CONTACTOR | Power Contactor | CONT_POW_3P_DC24_AC3_25A_11kW_15HP_415V_AUX0NO+1NC_COIL220V | Power Contactor – 3P ¦ AC3 25A ¦ 11kW/15HP @415V ¦ Coil 220VAC ¦ Aux 0NO+1NC | CONT_POW_3P_DC24_AC3_25A_11kW_15HP_415V_AUX0NO+1NC_COIL220V | Power Contactor – 3P ¦ AC3 25A ¦ 11kW/15HP @415V ¦ Aux 0NO+1NC ¦ Coil 24VDC | Power Contactor – 3P ¦ AC3 25A ¦ 11kW/15HP @415V ¦ Aux 0NO+1NC ¦ Coil 24VDC |  | FRAME-1 | [7 empty] | SYSTEM_VOLTAGE_V | 415 | V | MOTOR_KW | 11 | kW | MOTOR_HP | 15 | HP | [15 empty] | POLES | 3P |  | DUTY_TYPE | AC3 |  | COIL | 24VDC |  | AUX_CONTACTS | 0NO+1NC | [13 empty] | 3P | AC3 | 25 | A | AC | 24 | V | 0NO+1NC | [8 empty] | Schneider | Easy TeSys | LC1D | LC1D25BL | 2 | CONT_POW_3P_DC24_AC3_25A_11kW_15HP_415V_AUX0NO+1NC_COIL220V |  |  | 7750 | INR | 2025-07-15 | Schneider WEF 15-Jul-2025 | Switching _All_WEF 15th Jul 25.pdf | 22 | Power Contactors LC1E (3 Pole AC Control) | LC1E2501 | Switching _All_WEF 15th Jul 25.pdf ¦ Page 22 ¦ Table-2: 3P DC Low Consumption (BL/EL) | ACTIVE | OK
Motor Control | Contactor | Contactor | CONTACTOR¦POWER_CONTACTOR | Power Contactor | CONT_POW_3P_DC48_AC3_25A_11kW_15HP_415V_AUX0NO+1NC_COIL220V | Power Contactor – 3P ¦ AC3 25A ¦ 11kW/15HP @415V ¦ Coil 220VAC ¦ Aux 0NO+1NC | CONT_POW_3P_DC48_AC3_25A_11kW_15HP_415V_AUX0NO+1NC_COIL220V | Power Contactor – 3P ¦ AC3 25A ¦ 11kW/15HP @415V ¦ Aux 0NO+1NC ¦ Coil 48VDC | Power Contactor – 3P ¦ AC3 25A ¦ 11kW/15HP @415V ¦ Aux 0NO+1NC ¦ Coil 48VDC |  | FRAME-1 | [7 empty] | SYSTEM_VOLTAGE_V | 415 | V | MOTOR_KW | 11 | kW | MOTOR_HP | 15 | HP | [15 empty] | POLES | 3P |  | DUTY_TYPE | AC3 |  | COIL | 48VDC |  | AUX_CONTACTS | 0NO+1NC | [13 empty] | 3P | AC3 | 25 | A | AC | 48 | V | 0NO+1NC | [8 empty] | Schneider | Easy TeSys | LC1D | LC1D25EL | 2 | CONT_POW_3P_DC48_AC3_25A_11kW_15HP_415V_AUX0NO+1NC_COIL220V |  |  | 7750 | INR | 2025-07-15 | Schneider WEF 15-Jul-2025 | Switching _All_WEF 15th Jul 25.pdf | 22 | Power Contactors LC1E (3 Pole AC Control) | LC1E2501 | Switching _All_WEF 15th Jul 25.pdf ¦ Page 22 ¦ Table-2: 3P DC Low Consumption (BL/EL) | ACTIVE | OK
Motor Control | Contactor | Contactor | CONTACTOR¦POWER_CONTACTOR | Power Contactor | CONT_POW_3P_DC24_AC1_50A_15kW_20HP_415V_AUX0NO+1NC_COIL220V | Power Contactor – 3P ¦ AC1 50A ¦ 15kW/20HP @415V ¦ Coil 220VAC ¦ Aux 0NO+1NC | CONT_POW_3P_DC24_AC1_50A_15kW_20HP_415V_AUX0NO+1NC_COIL220V | Power Contactor – 3P ¦ AC1 50A ¦ 15kW/20HP @415V ¦ Aux 0NO+1NC ¦ Coil 24VDC | Power Contactor – 3P ¦ AC1 50A ¦ 15kW/20HP @415V ¦ Aux 0NO+1NC ¦ Coil 24VDC |  | FRAME-2 | [7 empty] | SYSTEM_VOLTAGE_V | 415 | V | MOTOR_KW | 15 | kW | MOTOR_HP | 20 | HP | [15 empty] | POLES | 3P |  | DUTY_TYPE | AC1 |  | COIL | 24VDC |  | AUX_CONTACTS | 0NO+1NC | [13 empty] | 3P | AC1 | 50 | A | AC | 24 | V | 0NO+1NC | [8 empty] | Schneider | Easy TeSys | LC1D | LC1D32BL | 2 | CONT_POW_3P_DC24_AC1_50A_15kW_20HP_415V_AUX0NO+1NC_COIL220V |  |  | 13260 | INR | 2025-07-15 | Schneider WEF 15-Jul-2025 | Switching _All_WEF 15th Jul 25.pdf | 22 | Power Contactors LC1E (3 Pole AC Control) | LC1E3201 | Switching _All_WEF 15th Jul 25.pdf ¦ Page 22 ¦ Table-2: 3P DC Low Consumption (BL/EL) | ACTIVE | OK
Motor Control | Contactor | Contactor | CONTACTOR¦POWER_CONTACTOR | Power Contactor | CONT_POW_3P_DC48_AC1_50A_15kW_20HP_415V_AUX0NO+1NC_COIL220V | Power Contactor – 3P ¦ AC1 50A ¦ 15kW/20HP @415V ¦ Coil 220VAC ¦ Aux 0NO+1NC | CONT_POW_3P_DC48_AC1_50A_15kW_20HP_415V_AUX0NO+1NC_COIL220V | Power Contactor – 3P ¦ AC1 50A ¦ 15kW/20HP @415V ¦ Aux 0NO+1NC ¦ Coil 48VDC | Power Contactor – 3P ¦ AC1 50A ¦ 15kW/20HP @415V ¦ Aux 0NO+1NC ¦ Coil 48VDC |  | FRAME-2 | [7 empty] | SYSTEM_VOLTAGE_V | 415 | V | MOTOR_KW | 15 | kW | MOTOR_HP | 20 | HP | [15 empty] | POLES | 3P |  | DUTY_TYPE | AC1 |  | COIL | 48VDC |  | AUX_CONTACTS | 0NO+1NC | [13 empty] | 3P | AC1 | 50 | A | AC | 48 | V | 0NO+1NC | [8 empty] | Schneider | Easy TeSys | LC1D | LC1D32EL | 2 | CONT_POW_3P_DC48_AC1_50A_15kW_20HP_415V_AUX0NO+1NC_COIL220V |  |  | 13260 | INR | 2025-07-15 | Schneider WEF 15-Jul-2025 | Switching _All_WEF 15th Jul 25.pdf | 22 | Power Contactors LC1E (3 Pole AC Control) | LC1E3201 | Switching _All_WEF 15th Jul 25.pdf ¦ Page 22 ¦ Table-2: 3P DC Low Consumption (BL/EL) | ACTIVE | OK
Motor Control | Contactor | Contactor | CONTACTOR¦POWER_CONTACTOR | Power Contactor | CONT_POW_3P_DC24_AC3_32A_15kW_20HP_415V_AUX0NO+1NC_COIL220V | Power Contactor – 3P ¦ AC3 32A ¦ 15kW/20HP @415V ¦ Coil 220VAC ¦ Aux 0NO+1NC | CONT_POW_3P_DC24_AC3_32A_15kW_20HP_415V_AUX0NO+1NC_COIL220V | Power Contactor – 3P ¦ AC3 32A ¦ 15kW/20HP @415V ¦ Aux 0NO+1NC ¦ Coil 24VDC | Power Contactor – 3P ¦ AC3 32A ¦ 15kW/20HP @415V ¦ Aux 0NO+1NC ¦ Coil 24VDC |  | FRAME-2 | [7 empty] | SYSTEM_VOLTAGE_V | 415 | V | MOTOR_KW | 15 | kW | MOTOR_HP | 20 | HP | [15 empty] | POLES | 3P |  | DUTY_TYPE | AC3 |  | COIL | 24VDC |  | AUX_CONTACTS | 0NO+1NC | [13 empty] | 3P | AC3 | 32 | A | AC | 24 | V | 0NO+1NC | [8 empty] | Schneider | Easy TeSys | LC1D | LC1D32BL | 2 | CONT_POW_3P_DC24_AC3_32A_15kW_20HP_415V_AUX0NO+1NC_COIL220V |  |  | 13260 | INR | 2025-07-15 | Schneider WEF 15-Jul-2025 | Switching _All_WEF 15th Jul 25.pdf | 22 | Power Contactors LC1E (3 Pole AC Control) | LC1E3201 | Switching _All_WEF 15th Jul 25.pdf ¦ Page 22 ¦ Table-2: 3P DC Low Consumption (BL/EL) | ACTIVE | OK
Motor Control | Contactor | Contactor | CONTACTOR¦POWER_CONTACTOR | Power Contactor | CONT_POW_3P_DC48_AC3_32A_15kW_20HP_415V_AUX0NO+1NC_COIL220V | Power Contactor – 3P ¦ AC3 32A ¦ 15kW/20HP @415V ¦ Coil 220VAC ¦ Aux 0NO+1NC | CONT_POW_3P_DC48_AC3_32A_15kW_20HP_415V_AUX0NO+1NC_COIL220V | Power Contactor – 3P ¦ AC3 32A ¦ 15kW/20HP @415V ¦ Aux 0NO+1NC ¦ Coil 48VDC | Power Contactor – 3P ¦ AC3 32A ¦ 15kW/20HP @415V ¦ Aux 0NO+1NC ¦ Coil 48VDC |  | FRAME-2 | [7 empty] | SYSTEM_VOLTAGE_V | 415 | V | MOTOR_KW | 15 | kW | MOTOR_HP | 20 | HP | [15 empty] | POLES | 3P |  | DUTY_TYPE | AC3 |  | COIL | 48VDC |  | AUX_CONTACTS | 0NO+1NC | [13 empty] | 3P | AC3 | 32 | A | AC | 48 | V | 0NO+1NC | [8 empty] | Schneider | Easy TeSys | LC1D | LC1D32EL | 2 | CONT_POW_3P_DC48_AC3_32A_15kW_20HP_415V_AUX0NO+1NC_COIL220V |  |  | 13260 | INR | 2025-07-15 | Schneider WEF 15-Jul-2025 | Switching _All_WEF 15th Jul 25.pdf | 22 | Power Contactors LC1E (3 Pole AC Control) | LC1E3201 | Switching _All_WEF 15th Jul 25.pdf ¦ Page 22 ¦ Table-2: 3P DC Low Consumption (BL/EL) | ACTIVE | OK
Motor Control | Contactor | Contactor | CONTACTOR¦POWER_CONTACTOR | Power Contactor | CONT_POW_3P_DC24_AC1_60A_22kW_30HP_415V_AUX0NO+1NC_COIL220V | Power Contactor – 3P ¦ AC1 60A ¦ 22kW/30HP @415V ¦ Aux 0NO+1NC ¦ Coil 220V AC | CONT_POW_3P_DC24_AC1_60A_22kW_30HP_415V_AUX0NO+1NC_COIL220V | Power Contactor – 3P ¦ AC1 60A ¦ 22kW/30HP @415V ¦ Aux 0NO+1NC ¦ Coil 24V DC | Power Contactor – 3P ¦ AC1 60A ¦ 22kW/30HP @415V ¦ Aux 0NO+1NC ¦ Coil 24V DC |  | FRAME-1 | [7 empty] | SYSTEM_VOLTAGE_V | 415 | V | MOTOR_KW | 22 | kW | MOTOR_HP | 30 | HP | [15 empty] | POLES | 3P |  | DUTY_TYPE | AC1 |  | COIL | 24VDC |  | AUX_CONTACTS | 0NO+1NC | [13 empty] | 3P | AC1 | 60 | A | AC | 24 | V | 0NO+1NC | [8 empty] | Schneider | Easy TeSys | LC1D | LC1D40ABBE | 2 | CONT_POW_3P_DC24_AC1_60A_22kW_30HP_415V_AUX0NO+1NC_COIL220V |  |  | 17135 | INR | 2025-07-15 | Schneider WEF 15-Jul-2025 | Switching _All_WEF 15th Jul 25.pdf | 22 | Power Contactors LC1E (3 Pole AC Control) | LC1E1201 | Switching _All_WEF 15th Jul 25.pdf ¦ Page 22 ¦ Table-3: 3P DC Low Consumption (BBE/BNE/EHE/KUE) | ACTIVE | OK
Motor Control | Contactor | Contactor | CONTACTOR¦POWER_CONTACTOR | Power Contactor | CONT_POW_3P_DC24_AC1_60A_22kW_30HP_415V_AUX0NO+1NC_COIL220V | Power Contactor – 3P ¦ AC1 60A ¦ 22kW/30HP @415V ¦ Aux 0NO+1NC ¦ Coil 220V AC | CONT_POW_3P_DC24_AC1_60A_22kW_30HP_415V_AUX0NO+1NC_COIL220V | Power Contactor – 3P ¦ AC1 60A ¦ 22kW/30HP @415V ¦ Aux 0NO+1NC ¦ Coil 24–60V AC/DC | Power Contactor – 3P ¦ AC1 60A ¦ 22kW/30HP @415V ¦ Aux 0NO+1NC ¦ Coil 24–60V AC/DC |  | FRAME-1 | [7 empty] | SYSTEM_VOLTAGE_V | 415 | V | MOTOR_KW | 22 | kW | MOTOR_HP | 30 | HP | [15 empty] | POLES | 3P |  | DUTY_TYPE | AC1 |  | COIL | 24-60VAC/DC |  | AUX_CONTACTS | 0NO+1NC | [13 empty] | 3P | AC1 | 60 | A | AC | 24 | V | 0NO+1NC | [8 empty] | Schneider | Easy TeSys | LC1D | LC1D40ABNE | 2 | CONT_POW_3P_DC24_AC1_60A_22kW_30HP_415V_AUX0NO+1NC_COIL220V |  |  | 17135 | INR | 2025-07-15 | Schneider WEF 15-Jul-2025 | Switching _All_WEF 15th Jul 25.pdf | 22 | Power Contactors LC1E (3 Pole AC Control) | LC1E1201 | Switching _All_WEF 15th Jul 25.pdf ¦ Page 22 ¦ Table-3: 3P DC Low Consumption (BBE/BNE/EHE/KUE) | ACTIVE | OK
Motor Control | Contactor | Contactor | CONTACTOR¦POWER_CONTACTOR | Power Contactor | CONT_POW_3P_DC48_AC1_60A_22kW_30HP_415V_AUX0NO+1NC_COIL220V | Power Contactor – 3P ¦ AC1 60A ¦ 22kW/30HP @415V ¦ Aux 0NO+1NC ¦ Coil 220V AC | CONT_POW_3P_DC48_AC1_60A_22kW_30HP_415V_AUX0NO+1NC_COIL220V | Power Contactor – 3P ¦ AC1 60A ¦ 22kW/30HP @415V ¦ Aux 0NO+1NC ¦ Coil 48–130V AC/DC | Power Contactor – 3P ¦ AC1 60A ¦ 22kW/30HP @415V ¦ Aux 0NO+1NC ¦ Coil 48–130V AC/DC |  | FRAME-1 | [7 empty] | SYSTEM_VOLTAGE_V | 415 | V | MOTOR_KW | 22 | kW | MOTOR_HP | 30 | HP | [15 empty] | POLES | 3P |  | DUTY_TYPE | AC1 |  | COIL | 48-130VAC/DC |  | AUX_CONTACTS | 0NO+1NC | [13 empty] | 3P | AC1 | 60 | A | AC | 48 | V | 0NO+1NC | [8 empty] | Schneider | Easy TeSys | LC1D | LC1D40AEHE | 2 | CONT_POW_3P_DC48_AC1_60A_22kW_30HP_415V_AUX0NO+1NC_COIL220V |  |  | 17135 | INR | 2025-07-15 | Schneider WEF 15-Jul-2025 | Switching _All_WEF 15th Jul 25.pdf | 22 | Power Contactors LC1E (3 Pole AC Control) | LC1E1201 | Switching _All_WEF 15th Jul 25.pdf ¦ Page 22 ¦ Table-3: 3P DC Low Consumption (BBE/BNE/EHE/KUE) | ACTIVE | OK
Motor Control | Contactor | Contactor | CONTACTOR¦POWER_CONTACTOR | Power Contactor | CONT_POW_3P_DC100_AC1_60A_22kW_30HP_415V_AUX0NO+1NC_COIL220V | Power Contactor – 3P ¦ AC1 60A ¦ 22kW/30HP @415V ¦ Aux 0NO+1NC ¦ Coil 220V AC | CONT_POW_3P_DC100_AC1_60A_22kW_30HP_415V_AUX0NO+1NC_COIL220V | Power Contactor – 3P ¦ AC1 60A ¦ 22kW/30HP @415V ¦ Aux 0NO+1NC ¦ Coil 100–250V AC/DC | Power Contactor – 3P ¦ AC1 60A ¦ 22kW/30HP @415V ¦ Aux 0NO+1NC ¦ Coil 100–250V AC/DC |  | FRAME-1 | [7 empty] | SYSTEM_VOLTAGE_V | 415 | V | MOTOR_KW | 22 | kW | MOTOR_HP | 30 | HP | [15 empty] | POLES | 3P |  | DUTY_TYPE | AC1 |  | COIL | 100-250VAC/DC |  | AUX_CONTACTS | 0NO+1NC | [13 empty] | 3P | AC1 | 60 | A | AC | 100 | V | 0NO+1NC | [8 empty] | Schneider | Easy TeSys | LC1D | LC1D40AKUE | 2 | CONT_POW_3P_DC100_AC1_60A_22kW_30HP_415V_AUX0NO+1NC_COIL220V |  |  | 17135 | INR | 2025-07-15 | Schneider WEF 15-Jul-2025 | Switching _All_WEF 15th Jul 25.pdf | 22 | Power Contactors LC1E (3 Pole AC Control) | LC1E1201 | Switching _All_WEF 15th Jul 25.pdf ¦ Page 22 ¦ Table-3: 3P DC Low Consumption (BBE/BNE/EHE/KUE) | ACTIVE | OK
Motor Control | Contactor | Contactor | CONTACTOR¦POWER_CONTACTOR | Power Contactor | CONT_POW_3P_DC24_AC3_40A_22kW_30HP_415V_AUX0NO+1NC_COIL220V | Power Contactor – 3P ¦ AC3 40A ¦ 22kW/30HP @415V ¦ Aux 0NO+1NC ¦ Coil 220V AC | CONT_POW_3P_DC24_AC3_40A_22kW_30HP_415V_AUX0NO+1NC_COIL220V | Power Contactor – 3P ¦ AC3 40A ¦ 22kW/30HP @415V ¦ Aux 0NO+1NC ¦ Coil 24V DC | Power Contactor – 3P ¦ AC3 40A ¦ 22kW/30HP @415V ¦ Aux 0NO+1NC ¦ Coil 24V DC |  | FRAME-1 | [7 empty] | SYSTEM_VOLTAGE_V | 415 | V | MOTOR_KW | 22 | kW | MOTOR_HP | 30 | HP | [15 empty] | POLES | 3P |  | DUTY_TYPE | AC1 |  | COIL | 24VDC |  | AUX_CONTACTS | 0NO+1NC | [13 empty] | 3P | AC3 | 40 | A | AC | 24 | V | 0NO+1NC | [8 empty] | Schneider | Easy TeSys | LC1D | LC1D40ABBE | 2 | CONT_POW_3P_DC24_AC3_40A_22kW_30HP_415V_AUX0NO+1NC_COIL220V |  |  | 17135 | INR | 2025-07-15 | Schneider WEF 15-Jul-2025 | Switching _All_WEF 15th Jul 25.pdf | 22 | Power Contactors LC1E (3 Pole AC Control) | LC1E1201 | Switching _All_WEF 15th Jul 25.pdf ¦ Page 22 ¦ Table-3: 3P DC Low Consumption (BBE/BNE/EHE/KUE) | ACTIVE | OK
Motor Control | Contactor | Contactor | CONTACTOR¦POWER_CONTACTOR | Power Contactor | CONT_POW_3P_DC24_AC3_40A_22kW_30HP_415V_AUX0NO+1NC_COIL220V | Power Contactor – 3P ¦ AC3 40A ¦ 22kW/30HP @415V ¦ Aux 0NO+1NC ¦ Coil 220V AC | CONT_POW_3P_DC24_AC3_40A_22kW_30HP_415V_AUX0NO+1NC_COIL220V | Power Contactor – 3P ¦ AC3 40A ¦ 22kW/30HP @415V ¦ Aux 0NO+1NC ¦ Coil 24–60V AC/DC | Power Contactor – 3P ¦ AC3 40A ¦ 22kW/30HP @415V ¦ Aux 0NO+1NC ¦ Coil 24–60V AC/DC |  | FRAME-1 | [7 empty] | SYSTEM_VOLTAGE_V | 415 | V | MOTOR_KW | 22 | kW | MOTOR_HP | 30 | HP | [15 empty] | POLES | 3P |  | DUTY_TYPE | AC1 |  | COIL | 24-60VAC/DC |  | AUX_CONTACTS | 0NO+1NC | [13 empty] | 3P | AC3 | 40 | A | AC | 24 | V | 0NO+1NC | [8 empty] | Schneider | Easy TeSys | LC1D | LC1D40ABNE | 2 | CONT_POW_3P_DC24_AC3_40A_22kW_30HP_415V_AUX0NO+1NC_COIL220V |  |  | 17135 | INR | 2025-07-15 | Schneider WEF 15-Jul-2025 | Switching _All_WEF 15th Jul 25.pdf | 22 | Power Contactors LC1E (3 Pole AC Control) | LC1E1201 | Switching _All_WEF 15th Jul 25.pdf ¦ Page 22 ¦ Table-3: 3P DC Low Consumption (BBE/BNE/EHE/KUE) | ACTIVE | OK
Motor Control | Contactor | Contactor | CONTACTOR¦POWER_CONTACTOR | Power Contactor | CONT_POW_3P_DC48_AC3_40A_22kW_30HP_415V_AUX0NO+1NC_COIL220V | Power Contactor – 3P ¦ AC3 40A ¦ 22kW/30HP @415V ¦ Aux 0NO+1NC ¦ Coil 220V AC | CONT_POW_3P_DC48_AC3_40A_22kW_30HP_415V_AUX0NO+1NC_COIL220V | Power Contactor – 3P ¦ AC3 40A ¦ 22kW/30HP @415V ¦ Aux 0NO+1NC ¦ Coil 48–130V AC/DC | Power Contactor – 3P ¦ AC3 40A ¦ 22kW/30HP @415V ¦ Aux 0NO+1NC ¦ Coil 48–130V AC/DC |  | FRAME-1 | [7 empty] | SYSTEM_VOLTAGE_V | 415 | V | MOTOR_KW | 22 | kW | MOTOR_HP | 30 | HP | [15 empty] | POLES | 3P |  | DUTY_TYPE | AC1 |  | COIL | 48-130VAC/DC |  | AUX_CONTACTS | 0NO+1NC | [13 empty] | 3P | AC3 | 40 | A | AC | 48 | V | 0NO+1NC | [8 empty] | Schneider | Easy TeSys | LC1D | LC1D40AEHE | 2 | CONT_POW_3P_DC48_AC3_40A_22kW_30HP_415V_AUX0NO+1NC_COIL220V |  |  | 17135 | INR | 2025-07-15 | Schneider WEF 15-Jul-2025 | Switching _All_WEF 15th Jul 25.pdf | 22 | Power Contactors LC1E (3 Pole AC Control) | LC1E1201 | Switching _All_WEF 15th Jul 25.pdf ¦ Page 22 ¦ Table-3: 3P DC Low Consumption (BBE/BNE/EHE/KUE) | ACTIVE | OK
Motor Control | Contactor | Contactor | CONTACTOR¦POWER_CONTACTOR | Power Contactor | CONT_POW_3P_DC100_AC3_40A_22kW_30HP_415V_AUX0NO+1NC_COIL220V | Power Contactor – 3P ¦ AC3 40A ¦ 22kW/30HP @415V ¦ Aux 0NO+1NC ¦ Coil 220V AC | CONT_POW_3P_DC100_AC3_40A_22kW_30HP_415V_AUX0NO+1NC_COIL220V | Power Contactor – 3P ¦ AC3 40A ¦ 22kW/30HP @415V ¦ Aux 0NO+1NC ¦ Coil 100–250V AC/DC | Power Contactor – 3P ¦ AC3 40A ¦ 22kW/30HP @415V ¦ Aux 0NO+1NC ¦ Coil 100–250V AC/DC |  | FRAME-1 | [7 empty] | SYSTEM_VOLTAGE_V | 415 | V | MOTOR_KW | 22 | kW | MOTOR_HP | 30 | HP | [15 empty] | POLES | 3P |  | DUTY_TYPE | AC1 |  | COIL | 100-250VAC/DC |  | AUX_CONTACTS | 0NO+1NC | [13 empty] | 3P | AC3 | 40 | A | AC | 100 | V | 0NO+1NC | [8 empty] | Schneider | Easy TeSys | LC1D | LC1D40AKUE | 2 | CONT_POW_3P_DC100_AC3_40A_22kW_30HP_415V_AUX0NO+1NC_COIL220V |  |  | 17135 | INR | 2025-07-15 | Schneider WEF 15-Jul-2025 | Switching _All_WEF 15th Jul 25.pdf | 22 | Power Contactors LC1E (3 Pole AC Control) | LC1E1201 | Switching _All_WEF 15th Jul 25.pdf ¦ Page 22 ¦ Table-3: 3P DC Low Consumption (BBE/BNE/EHE/KUE) | ACTIVE | OK
Motor Control | Contactor | Contactor | CONTACTOR¦POWER_CONTACTOR | Power Contactor | CONT_POW_3P_DC24_AC1_80A_25kW_35HP_415V_AUX0NO+1NC_COIL220V | Power Contactor – 3P ¦ AC1 80A ¦ 25kW/35HP @415V ¦ Aux 0NO+1NC ¦ Coil 220V AC | CONT_POW_3P_DC24_AC1_80A_25kW_35HP_415V_AUX0NO+1NC_COIL220V | Power Contactor – 3P ¦ AC1 80A ¦ 25kW/35HP @415V ¦ Aux 0NO+1NC ¦ Coil 24V DC | Power Contactor – 3P ¦ AC1 80A ¦ 25kW/35HP @415V ¦ Aux 0NO+1NC ¦ Coil 24V DC |  | FRAME-1 | [7 empty] | SYSTEM_VOLTAGE_V | 415 | V | MOTOR_KW | 25 | kW | MOTOR_HP | 35 | HP | [15 empty] | POLES | 3P |  | DUTY_TYPE | AC1 |  | COIL | 24VDC |  | AUX_CONTACTS | 0NO+1NC | [13 empty] | 3P | AC1 | 80 | A | AC | 24 | V | 0NO+1NC | [8 empty] | Schneider | Easy TeSys | LC1D | LC1D50ABBE | 2 | CONT_POW_3P_DC24_AC1_80A_25kW_35HP_415V_AUX0NO+1NC_COIL220V |  |  | 21505 | INR | 2025-07-15 | Schneider WEF 15-Jul-2025 | Switching _All_WEF 15th Jul 25.pdf | 22 | Power Contactors LC1E (3 Pole AC Control) | LC1E1201 | Switching _All_WEF 15th Jul 25.pdf ¦ Page 22 ¦ Table-3: 3P DC Low Consumption (BBE/BNE/EHE/KUE) | ACTIVE | OK
Motor Control | Contactor | Contactor | CONTACTOR¦POWER_CONTACTOR | Power Contactor | CONT_POW_3P_DC24_AC1_80A_25kW_35HP_415V_AUX0NO+1NC_COIL220V | Power Contactor – 3P ¦ AC1 80A ¦ 25kW/35HP @415V ¦ Aux 0NO+1NC ¦ Coil 220V AC | CONT_POW_3P_DC24_AC1_80A_25kW_35HP_415V_AUX0NO+1NC_COIL220V | Power Contactor – 3P ¦ AC1 80A ¦ 25kW/35HP @415V ¦ Aux 0NO+1NC ¦ Coil 24–60V AC/DC | Power Contactor – 3P ¦ AC1 80A ¦ 25kW/35HP @415V ¦ Aux 0NO+1NC ¦ Coil 24–60V AC/DC |  | FRAME-1 | [7 empty] | SYSTEM_VOLTAGE_V | 415 | V | MOTOR_KW | 25 | kW | MOTOR_HP | 35 | HP | [15 empty] | POLES | 3P |  | DUTY_TYPE | AC1 |  | COIL | 24-60VAC/DC |  | AUX_CONTACTS | 0NO+1NC | [13 empty] | 3P | AC1 | 80 | A | AC | 24 | V | 0NO+1NC | [8 empty] | Schneider | Easy TeSys | LC1D | LC1D50ABNE | 2 | CONT_POW_3P_DC24_AC1_80A_25kW_35HP_415V_AUX0NO+1NC_COIL220V |  |  | 21505 | INR | 2025-07-15 | Schneider WEF 15-Jul-2025 | Switching _All_WEF 15th Jul 25.pdf | 22 | Power Contactors LC1E (3 Pole AC Control) | LC1E1201 | Switching _All_WEF 15th Jul 25.pdf ¦ Page 22 ¦ Table-3: 3P DC Low Consumption (BBE/BNE/EHE/KUE) | ACTIVE | OK
Motor Control | Contactor | Contactor | CONTACTOR¦POWER_CONTACTOR | Power Contactor | CONT_POW_3P_DC48_AC1_80A_25kW_35HP_415V_AUX0NO+1NC_COIL220V | Power Contactor – 3P ¦ AC1 80A ¦ 25kW/35HP @415V ¦ Aux 0NO+1NC ¦ Coil 220V AC | CONT_POW_3P_DC48_AC1_80A_25kW_35HP_415V_AUX0NO+1NC_COIL220V | Power Contactor – 3P ¦ AC1 80A ¦ 25kW/35HP @415V ¦ Aux 0NO+1NC ¦ Coil 48–130V AC/DC | Power Contactor – 3P ¦ AC1 80A ¦ 25kW/35HP @415V ¦ Aux 0NO+1NC ¦ Coil 48–130V AC/DC |  | FRAME-1 | [7 empty] | SYSTEM_VOLTAGE_V | 415 | V | MOTOR_KW | 25 | kW | MOTOR_HP | 35 | HP | [15 empty] | POLES | 3P |  | DUTY_TYPE | AC1 |  | COIL | 48-130VAC/DC |  | AUX_CONTACTS | 0NO+1NC | [13 empty] | 3P | AC1 | 80 | A | AC | 48 | V | 0NO+1NC | [8 empty] | Schneider | Easy TeSys | LC1D | LC1D50AEHE | 2 | CONT_POW_3P_DC48_AC1_80A_25kW_35HP_415V_AUX0NO+1NC_COIL220V |  |  | 21505 | INR | 2025-07-15 | Schneider WEF 15-Jul-2025 | Switching _All_WEF 15th Jul 25.pdf | 22 | Power Contactors LC1E (3 Pole AC Control) | LC1E1201 | Switching _All_WEF 15th Jul 25.pdf ¦ Page 22 ¦ Table-3: 3P DC Low Consumption (BBE/BNE/EHE/KUE) | ACTIVE | OK
Motor Control | Contactor | Contactor | CONTACTOR¦POWER_CONTACTOR | Power Contactor | CONT_POW_3P_DC100_AC1_80A_25kW_35HP_415V_AUX0NO+1NC_COIL220V | Power Contactor – 3P ¦ AC1 80A ¦ 25kW/35HP @415V ¦ Aux 0NO+1NC ¦ Coil 220V AC | CONT_POW_3P_DC100_AC1_80A_25kW_35HP_415V_AUX0NO+1NC_COIL220V | Power Contactor – 3P ¦ AC1 80A ¦ 25kW/35HP @415V ¦ Aux 0NO+1NC ¦ Coil 100–250V AC/DC | Power Contactor – 3P ¦ AC1 80A ¦ 25kW/35HP @415V ¦ Aux 0NO+1NC ¦ Coil 100–250V AC/DC |  | FRAME-1 | [7 empty] | SYSTEM_VOLTAGE_V | 415 | V | MOTOR_KW | 25 | kW | MOTOR_HP | 35 | HP | [15 empty] | POLES | 3P |  | DUTY_TYPE | AC1 |  | COIL | 100-250VAC/DC |  | AUX_CONTACTS | 0NO+1NC | [13 empty] | 3P | AC1 | 80 | A | AC | 100 | V | 0NO+1NC | [8 empty] | Schneider | Easy TeSys | LC1D | LC1D50AKUE | 2 | CONT_POW_3P_DC100_AC1_80A_25kW_35HP_415V_AUX0NO+1NC_COIL220V |  |  | 21505 | INR | 2025-07-15 | Schneider WEF 15-Jul-2025 | Switching _All_WEF 15th Jul 25.pdf | 22 | Power Contactors LC1E (3 Pole AC Control) | LC1E1201 | Switching _All_WEF 15th Jul 25.pdf ¦ Page 22 ¦ Table-3: 3P DC Low Consumption (BBE/BNE/EHE/KUE) | ACTIVE | OK
Motor Control | Contactor | Contactor | CONTACTOR¦POWER_CONTACTOR | Power Contactor | CONT_POW_3P_DC24_AC3_50A_25kW_35HP_415V_AUX0NO+1NC_COIL220V | Power Contactor – 3P ¦ AC3 50A ¦ 25kW/35HP @415V ¦ Aux 0NO+1NC ¦ Coil 220V AC | CONT_POW_3P_DC24_AC3_50A_25kW_35HP_415V_AUX0NO+1NC_COIL220V | Power Contactor – 3P ¦ AC3 50A ¦ 25kW/35HP @415V ¦ Aux 0NO+1NC ¦ Coil 24V DC | Power Contactor – 3P ¦ AC3 50A ¦ 25kW/35HP @415V ¦ Aux 0NO+1NC ¦ Coil 24V DC |  | FRAME-1 | [7 empty] | SYSTEM_VOLTAGE_V | 415 | V | MOTOR_KW | 25 | kW | MOTOR_HP | 35 | HP | [15 empty] | POLES | 3P |  | DUTY_TYPE | AC1 |  | COIL | 24VDC |  | AUX_CONTACTS | 0NO+1NC | [13 empty] | 3P | AC3 | 50 | A | AC | 24 | V | 0NO+1NC | [8 empty] | Schneider | Easy TeSys | LC1D | LC1D50ABBE | 2 | CONT_POW_3P_DC24_AC3_50A_25kW_35HP_415V_AUX0NO+1NC_COIL220V |  |  | 21505 | INR | 2025-07-15 | Schneider WEF 15-Jul-2025 | Switching _All_WEF 15th Jul 25.pdf | 22 | Power Contactors LC1E (3 Pole AC Control) | LC1E1201 | Switching _All_WEF 15th Jul 25.pdf ¦ Page 22 ¦ Table-3: 3P DC Low Consumption (BBE/BNE/EHE/KUE) | ACTIVE | OK
Motor Control | Contactor | Contactor | CONTACTOR¦POWER_CONTACTOR | Power Contactor | CONT_POW_3P_DC24_AC3_50A_25kW_35HP_415V_AUX0NO+1NC_COIL220V | Power Contactor – 3P ¦ AC3 50A ¦ 25kW/35HP @415V ¦ Aux 0NO+1NC ¦ Coil 220V AC | CONT_POW_3P_DC24_AC3_50A_25kW_35HP_415V_AUX0NO+1NC_COIL220V | Power Contactor – 3P ¦ AC3 50A ¦ 25kW/35HP @415V ¦ Aux 0NO+1NC ¦ Coil 24–60V AC/DC | Power Contactor – 3P ¦ AC3 50A ¦ 25kW/35HP @415V ¦ Aux 0NO+1NC ¦ Coil 24–60V AC/DC |  | FRAME-1 | [7 empty] | SYSTEM_VOLTAGE_V | 415 | V | MOTOR_KW | 25 | kW | MOTOR_HP | 35 | HP | [15 empty] | POLES | 3P |  | DUTY_TYPE | AC1 |  | COIL | 24-60VAC/DC |  | AUX_CONTACTS | 0NO+1NC | [13 empty] | 3P | AC3 | 50 | A | AC | 24 | V | 0NO+1NC | [8 empty] | Schneider | Easy TeSys | LC1D | LC1D50ABNE | 2 | CONT_POW_3P_DC24_AC3_50A_25kW_35HP_415V_AUX0NO+1NC_COIL220V |  |  | 21505 | INR | 2025-07-15 | Schneider WEF 15-Jul-2025 | Switching _All_WEF 15th Jul 25.pdf | 22 | Power Contactors LC1E (3 Pole AC Control) | LC1E1201 | Switching _All_WEF 15th Jul 25.pdf ¦ Page 22 ¦ Table-3: 3P DC Low Consumption (BBE/BNE/EHE/KUE) | ACTIVE | OK
Motor Control | Contactor | Contactor | CONTACTOR¦POWER_CONTACTOR | Power Contactor | CONT_POW_3P_DC48_AC3_50A_25kW_35HP_415V_AUX0NO+1NC_COIL220V | Power Contactor – 3P ¦ AC3 50A ¦ 25kW/35HP @415V ¦ Aux 0NO+1NC ¦ Coil 220V AC | CONT_POW_3P_DC48_AC3_50A_25kW_35HP_415V_AUX0NO+1NC_COIL220V | Power Contactor – 3P ¦ AC3 50A ¦ 25kW/35HP @415V ¦ Aux 0NO+1NC ¦ Coil 48–130V AC/DC | Power Contactor – 3P ¦ AC3 50A ¦ 25kW/35HP @415V ¦ Aux 0NO+1NC ¦ Coil 48–130V AC/DC |  | FRAME-1 | [7 empty] | SYSTEM_VOLTAGE_V | 415 | V | MOTOR_KW | 25 | kW | MOTOR_HP | 35 | HP | [15 empty] | POLES | 3P |  | DUTY_TYPE | AC1 |  | COIL | 48-130VAC/DC |  | AUX_CONTACTS | 0NO+1NC | [13 empty] | 3P | AC3 | 50 | A | AC | 48 | V | 0NO+1NC | [8 empty] | Schneider | Easy TeSys | LC1D | LC1D50AEHE | 2 | CONT_POW_3P_DC48_AC3_50A_25kW_35HP_415V_AUX0NO+1NC_COIL220V |  |  | 21505 | INR | 2025-07-15 | Schneider WEF 15-Jul-2025 | Switching _All_WEF 15th Jul 25.pdf | 22 | Power Contactors LC1E (3 Pole AC Control) | LC1E1201 | Switching _All_WEF 15th Jul 25.pdf ¦ Page 22 ¦ Table-3: 3P DC Low Consumption (BBE/BNE/EHE/KUE) | ACTIVE | OK
Motor Control | Contactor | Contactor | CONTACTOR¦POWER_CONTACTOR | Power Contactor | CONT_POW_3P_DC100_AC3_50A_25kW_35HP_415V_AUX0NO+1NC_COIL220V | Power Contactor – 3P ¦ AC3 50A ¦ 25kW/35HP @415V ¦ Aux 0NO+1NC ¦ Coil 220V AC | CONT_POW_3P_DC100_AC3_50A_25kW_35HP_415V_AUX0NO+1NC_COIL220V | Power Contactor – 3P ¦ AC3 50A ¦ 25kW/35HP @415V ¦ Aux 0NO+1NC ¦ Coil 100–250V AC/DC | Power Contactor – 3P ¦ AC3 50A ¦ 25kW/35HP @415V ¦ Aux 0NO+1NC ¦ Coil 100–250V AC/DC |  | FRAME-1 | [7 empty] | SYSTEM_VOLTAGE_V | 415 | V | MOTOR_KW | 25 | kW | MOTOR_HP | 35 | HP | [15 empty] | POLES | 3P |  | DUTY_TYPE | AC1 |  | COIL | 100-250VAC/DC |  | AUX_CONTACTS | 0NO+1NC | [13 empty] | 3P | AC3 | 50 | A | AC | 100 | V | 0NO+1NC | [8 empty] | Schneider | Easy TeSys | LC1D | LC1D50AKUE | 2 | CONT_POW_3P_DC100_AC3_50A_25kW_35HP_415V_AUX0NO+1NC_COIL220V |  |  | 21505 | INR | 2025-07-15 | Schneider WEF 15-Jul-2025 | Switching _All_WEF 15th Jul 25.pdf | 22 | Power Contactors LC1E (3 Pole AC Control) | LC1E1201 | Switching _All_WEF 15th Jul 25.pdf ¦ Page 22 ¦ Table-3: 3P DC Low Consumption (BBE/BNE/EHE/KUE) | ACTIVE | OK
Motor Control | Contactor | Contactor | CONTACTOR¦POWER_CONTACTOR | Power Contactor | CONT_POW_3P_DC24_AC1_80A_37kW_50HP_415V_AUX1NO+1NC_COIL220V | Power Contactor – 3P ¦ AC1 80A ¦ 37kW/50HP @415V ¦ Coil 220VAC ¦ Aux 1NO+1NC | CONT_POW_3P_DC24_AC1_80A_37kW_50HP_415V_AUX1NO+1NC_COIL220V | Power Contactor – 3P ¦ AC1 80A ¦ 37kW/50HP @415V ¦ Aux 1NO+1NC ¦ Coil 24V DC | Power Contactor – 3P ¦ AC1 80A ¦ 37kW/50HP @415V ¦ Aux 1NO+1NC ¦ Coil 24V DC |  | FRAME-3 | [7 empty] | SYSTEM_VOLTAGE_V | 415 | V | MOTOR_KW | 37 | kW | MOTOR_HP | 50 | HP | [15 empty] | POLES | 3P |  | DUTY_TYPE | AC1 |  | COIL | 24VDC |  | AUX_CONTACTS | 1NO+1NC | [13 empty] | 3P | AC1 | 80 | A | AC | 24 | V | 1NO+1NC | [8 empty] | Schneider | Easy TeSys | LC1D | LC1D65ABBE | 2 | CONT_POW_3P_DC24_AC1_80A_37kW_50HP_415V_AUX1NO+1NC_COIL220V |  |  | 24390 | INR | 2025-07-15 | Schneider WEF 15-Jul-2025 | Switching _All_WEF 15th Jul 25.pdf | 22 | Power Contactors LC1E (3 Pole AC Control) | LC1E65 | Switching _All_WEF 15th Jul 25.pdf ¦ Page 22 ¦ Table-3: 3P DC Low Consumption (BBE/BNE/EHE/KUE) | ACTIVE | OK
Motor Control | Contactor | Contactor | CONTACTOR¦POWER_CONTACTOR | Power Contactor | CONT_POW_3P_DC24_AC1_80A_37kW_50HP_415V_AUX1NO+1NC_COIL220V | Power Contactor – 3P ¦ AC1 80A ¦ 37kW/50HP @415V ¦ Coil 220VAC ¦ Aux 1NO+1NC | CONT_POW_3P_DC24_AC1_80A_37kW_50HP_415V_AUX1NO+1NC_COIL220V | Power Contactor – 3P ¦ AC1 80A ¦ 37kW/50HP @415V ¦ Aux 1NO+1NC ¦ Coil 24–60V AC/DC | Power Contactor – 3P ¦ AC1 80A ¦ 37kW/50HP @415V ¦ Aux 1NO+1NC ¦ Coil 24–60V AC/DC |  | FRAME-3 | [7 empty] | SYSTEM_VOLTAGE_V | 415 | V | MOTOR_KW | 37 | kW | MOTOR_HP | 50 | HP | [15 empty] | POLES | 3P |  | DUTY_TYPE | AC1 |  | COIL | 24-60VAC/DC |  | AUX_CONTACTS | 1NO+1NC | [13 empty] | 3P | AC1 | 80 | A | AC | 24 | V | 1NO+1NC | [8 empty] | Schneider | Easy TeSys | LC1D | LC1D65ABNE | 2 | CONT_POW_3P_DC24_AC1_80A_37kW_50HP_415V_AUX1NO+1NC_COIL220V |  |  | 24390 | INR | 2025-07-15 | Schneider WEF 15-Jul-2025 | Switching _All_WEF 15th Jul 25.pdf | 22 | Power Contactors LC1E (3 Pole AC Control) | LC1E65 | Switching _All_WEF 15th Jul 25.pdf ¦ Page 22 ¦ Table-3: 3P DC Low Consumption (BBE/BNE/EHE/KUE) | ACTIVE | OK
Motor Control | Contactor | Contactor | CONTACTOR¦POWER_CONTACTOR | Power Contactor | CONT_POW_3P_DC48_AC1_80A_37kW_50HP_415V_AUX1NO+1NC_COIL220V | Power Contactor – 3P ¦ AC1 80A ¦ 37kW/50HP @415V ¦ Coil 220VAC ¦ Aux 1NO+1NC | CONT_POW_3P_DC48_AC1_80A_37kW_50HP_415V_AUX1NO+1NC_COIL220V | Power Contactor – 3P ¦ AC1 80A ¦ 37kW/50HP @415V ¦ Aux 1NO+1NC ¦ Coil 48–130V AC/DC | Power Contactor – 3P ¦ AC1 80A ¦ 37kW/50HP @415V ¦ Aux 1NO+1NC ¦ Coil 48–130V AC/DC |  | FRAME-3 | [7 empty] | SYSTEM_VOLTAGE_V | 415 | V | MOTOR_KW | 37 | kW | MOTOR_HP | 50 | HP | [15 empty] | POLES | 3P |  | DUTY_TYPE | AC1 |  | COIL | 48-130VAC/DC |  | AUX_CONTACTS | 1NO+1NC | [13 empty] | 3P | AC1 | 80 | A | AC | 48 | V | 1NO+1NC | [8 empty] | Schneider | Easy TeSys | LC1D | LC1D65AEHE | 2 | CONT_POW_3P_DC48_AC1_80A_37kW_50HP_415V_AUX1NO+1NC_COIL220V |  |  | 24390 | INR | 2025-07-15 | Schneider WEF 15-Jul-2025 | Switching _All_WEF 15th Jul 25.pdf | 22 | Power Contactors LC1E (3 Pole AC Control) | LC1E65 | Switching _All_WEF 15th Jul 25.pdf ¦ Page 22 ¦ Table-3: 3P DC Low Consumption (BBE/BNE/EHE/KUE) | ACTIVE | OK
Motor Control | Contactor | Contactor | CONTACTOR¦POWER_CONTACTOR | Power Contactor | CONT_POW_3P_DC100_AC1_80A_37kW_50HP_415V_AUX1NO+1NC_COIL220V | Power Contactor – 3P ¦ AC1 80A ¦ 37kW/50HP @415V ¦ Coil 220VAC ¦ Aux 1NO+1NC | CONT_POW_3P_DC100_AC1_80A_37kW_50HP_415V_AUX1NO+1NC_COIL220V | Power Contactor – 3P ¦ AC1 80A ¦ 37kW/50HP @415V ¦ Aux 1NO+1NC ¦ Coil 100–250V AC/DC | Power Contactor – 3P ¦ AC1 80A ¦ 37kW/50HP @415V ¦ Aux 1NO+1NC ¦ Coil 100–250V AC/DC |  | FRAME-3 | [7 empty] | SYSTEM_VOLTAGE_V | 415 | V | MOTOR_KW | 37 | kW | MOTOR_HP | 50 | HP | [15 empty] | POLES | 3P |  | DUTY_TYPE | AC1 |  | COIL | 100-250VAC/DC |  | AUX_CONTACTS | 1NO+1NC | [13 empty] | 3P | AC1 | 80 | A | AC | 100 | V | 1NO+1NC | [8 empty] | Schneider | Easy TeSys | LC1D | LC1D65AKUE | 2 | CONT_POW_3P_DC100_AC1_80A_37kW_50HP_415V_AUX1NO+1NC_COIL220V |  |  | 24390 | INR | 2025-07-15 | Schneider WEF 15-Jul-2025 | Switching _All_WEF 15th Jul 25.pdf | 22 | Power Contactors LC1E (3 Pole AC Control) | LC1E65 | Switching _All_WEF 15th Jul 25.pdf ¦ Page 22 ¦ Table-3: 3P DC Low Consumption (BBE/BNE/EHE/KUE) | ACTIVE | OK
Motor Control | Contactor | Contactor | CONTACTOR¦POWER_CONTACTOR | Power Contactor | CONT_POW_3P_DC24_AC3_65A_37kW_50HP_415V_AUX1NO+1NC_COIL220V | Power Contactor – 3P ¦ AC3 65A ¦ 37kW/50HP @415V ¦ Coil 220VAC ¦ Aux 1NO+1NC | CONT_POW_3P_DC24_AC3_65A_37kW_50HP_415V_AUX1NO+1NC_COIL220V | Power Contactor – 3P ¦ AC3 65A ¦ 37kW/50HP @415V ¦ Aux 1NO+1NC ¦ Coil 24V DC | Power Contactor – 3P ¦ AC3 65A ¦ 37kW/50HP @415V ¦ Aux 1NO+1NC ¦ Coil 24V DC |  | FRAME-3 | [7 empty] | SYSTEM_VOLTAGE_V | 415 | V | MOTOR_KW | 37 | kW | MOTOR_HP | 50 | HP | [15 empty] | POLES | 3P |  | DUTY_TYPE | AC3 |  | COIL | 24VDC |  | AUX_CONTACTS | 1NO+1NC | [13 empty] | 3P | AC3 | 65 | A | AC | 24 | V | 1NO+1NC | [8 empty] | Schneider | Easy TeSys | LC1D | LC1D65ABBE | 2 | CONT_POW_3P_DC24_AC3_65A_37kW_50HP_415V_AUX1NO+1NC_COIL220V |  |  | 24390 | INR | 2025-07-15 | Schneider WEF 15-Jul-2025 | Switching _All_WEF 15th Jul 25.pdf | 22 | Power Contactors LC1E (3 Pole AC Control) | LC1E65 | Switching _All_WEF 15th Jul 25.pdf ¦ Page 22 ¦ Table-3: 3P DC Low Consumption (BBE/BNE/EHE/KUE) | ACTIVE | OK
Motor Control | Contactor | Contactor | CONTACTOR¦POWER_CONTACTOR | Power Contactor | CONT_POW_3P_DC24_AC3_65A_37kW_50HP_415V_AUX1NO+1NC_COIL220V | Power Contactor – 3P ¦ AC3 65A ¦ 37kW/50HP @415V ¦ Coil 220VAC ¦ Aux 1NO+1NC | CONT_POW_3P_DC24_AC3_65A_37kW_50HP_415V_AUX1NO+1NC_COIL220V | Power Contactor – 3P ¦ AC3 65A ¦ 37kW/50HP @415V ¦ Aux 1NO+1NC ¦ Coil 24–60V AC/DC | Power Contactor – 3P ¦ AC3 65A ¦ 37kW/50HP @415V ¦ Aux 1NO+1NC ¦ Coil 24–60V AC/DC |  | FRAME-3 | [7 empty] | SYSTEM_VOLTAGE_V | 415 | V | MOTOR_KW | 37 | kW | MOTOR_HP | 50 | HP | [15 empty] | POLES | 3P |  | DUTY_TYPE | AC3 |  | COIL | 24-60VAC/DC |  | AUX_CONTACTS | 1NO+1NC | [13 empty] | 3P | AC3 | 65 | A | AC | 24 | V | 1NO+1NC | [8 empty] | Schneider | Easy TeSys | LC1D | LC1D65ABNE | 2 | CONT_POW_3P_DC24_AC3_65A_37kW_50HP_415V_AUX1NO+1NC_COIL220V |  |  | 24390 | INR | 2025-07-15 | Schneider WEF 15-Jul-2025 | Switching _All_WEF 15th Jul 25.pdf | 22 | Power Contactors LC1E (3 Pole AC Control) | LC1E65 | Switching _All_WEF 15th Jul 25.pdf ¦ Page 22 ¦ Table-3: 3P DC Low Consumption (BBE/BNE/EHE/KUE) | ACTIVE | OK
Motor Control | Contactor | Contactor | CONTACTOR¦POWER_CONTACTOR | Power Contactor | CONT_POW_3P_DC48_AC3_65A_37kW_50HP_415V_AUX1NO+1NC_COIL220V | Power Contactor – 3P ¦ AC3 65A ¦ 37kW/50HP @415V ¦ Coil 220VAC ¦ Aux 1NO+1NC | CONT_POW_3P_DC48_AC3_65A_37kW_50HP_415V_AUX1NO+1NC_COIL220V | Power Contactor – 3P ¦ AC3 65A ¦ 37kW/50HP @415V ¦ Aux 1NO+1NC ¦ Coil 48–130V AC/DC | Power Contactor – 3P ¦ AC3 65A ¦ 37kW/50HP @415V ¦ Aux 1NO+1NC ¦ Coil 48–130V AC/DC |  | FRAME-3 | [7 empty] | SYSTEM_VOLTAGE_V | 415 | V | MOTOR_KW | 37 | kW | MOTOR_HP | 50 | HP | [15 empty] | POLES | 3P |  | DUTY_TYPE | AC3 |  | COIL | 48-130VAC/DC |  | AUX_CONTACTS | 1NO+1NC | [13 empty] | 3P | AC3 | 65 | A | AC | 48 | V | 1NO+1NC | [8 empty] | Schneider | Easy TeSys | LC1D | LC1D65AEHE | 2 | CONT_POW_3P_DC48_AC3_65A_37kW_50HP_415V_AUX1NO+1NC_COIL220V |  |  | 24390 | INR | 2025-07-15 | Schneider WEF 15-Jul-2025 | Switching _All_WEF 15th Jul 25.pdf | 22 | Power Contactors LC1E (3 Pole AC Control) | LC1E65 | Switching _All_WEF 15th Jul 25.pdf ¦ Page 22 ¦ Table-3: 3P DC Low Consumption (BBE/BNE/EHE/KUE) | ACTIVE | OK
Motor Control | Contactor | Contactor | CONTACTOR¦POWER_CONTACTOR | Power Contactor | CONT_POW_3P_DC100_AC3_65A_37kW_50HP_415V_AUX1NO+1NC_COIL220V | Power Contactor – 3P ¦ AC3 65A ¦ 37kW/50HP @415V ¦ Coil 220VAC ¦ Aux 1NO+1NC | CONT_POW_3P_DC100_AC3_65A_37kW_50HP_415V_AUX1NO+1NC_COIL220V | Power Contactor – 3P ¦ AC3 65A ¦ 37kW/50HP @415V ¦ Aux 1NO+1NC ¦ Coil 100–250V AC/DC | Power Contactor – 3P ¦ AC3 65A ¦ 37kW/50HP @415V ¦ Aux 1NO+1NC ¦ Coil 100–250V AC/DC |  | FRAME-3 | [7 empty] | SYSTEM_VOLTAGE_V | 415 | V | MOTOR_KW | 37 | kW | MOTOR_HP | 50 | HP | [15 empty] | POLES | 3P |  | DUTY_TYPE | AC3 |  | COIL | 100-250VAC/DC |  | AUX_CONTACTS | 1NO+1NC | [13 empty] | 3P | AC3 | 65 | A | AC | 100 | V | 1NO+1NC | [8 empty] | Schneider | Easy TeSys | LC1D | LC1D65AKUE | 2 | CONT_POW_3P_DC100_AC3_65A_37kW_50HP_415V_AUX1NO+1NC_COIL220V |  |  | 24390 | INR | 2025-07-15 | Schneider WEF 15-Jul-2025 | Switching _All_WEF 15th Jul 25.pdf | 22 | Power Contactors LC1E (3 Pole AC Control) | LC1E65 | Switching _All_WEF 15th Jul 25.pdf ¦ Page 22 ¦ Table-3: 3P DC Low Consumption (BBE/BNE/EHE/KUE) | ACTIVE | OK
Motor Control | Contactor | Contactor | CONTACTOR¦POWER_CONTACTOR | Power Contactor | CONT_POW_3P_DC24_AC1_80A_37kW_50HP_415V_AUX1NO+1NC_COIL220V | Power Contactor – 3P ¦ AC1 80A ¦ 37kW/50HP @415V ¦ Coil 220VAC ¦ Aux 1NO+1NC | CONT_POW_3P_DC24_AC1_80A_37kW_50HP_415V_AUX1NO+1NC_COIL220V | Power Contactor – 3P ¦ AC1 80A ¦ 37kW/50HP @415V ¦ Aux 1NO+1NC ¦ Coil 24V DC | Power Contactor – 3P ¦ AC1 80A ¦ 37kW/50HP @415V ¦ Aux 1NO+1NC ¦ Coil 24V DC |  | FRAME-3 | [7 empty] | SYSTEM_VOLTAGE_V | 415 | V | MOTOR_KW | 37 | kW | MOTOR_HP | 50 | HP | [15 empty] | POLES | 3P |  | DUTY_TYPE | AC1 |  | COIL | 24VDC |  | AUX_CONTACTS | 1NO+1NC | [13 empty] | 3P | AC1 | 80 | A | AC | 24 | V | 1NO+1NC | [8 empty] | Schneider | Easy TeSys | LC1D | LC1D80ABBE | 2 | CONT_POW_3P_DC24_AC1_80A_37kW_50HP_415V_AUX1NO+1NC_COIL220V |  |  | 29600 | INR | 2025-07-15 | Schneider WEF 15-Jul-2025 | Switching _All_WEF 15th Jul 25.pdf | 22 | Power Contactors LC1E (3 Pole AC Control) | LC1E65 | Switching _All_WEF 15th Jul 25.pdf ¦ Page 22 ¦ Table-3: 3P DC Low Consumption (BBE/BNE/EHE/KUE) | ACTIVE | OK
Motor Control | Contactor | Contactor | CONTACTOR¦POWER_CONTACTOR | Power Contactor | CONT_POW_3P_DC24_AC1_80A_37kW_50HP_415V_AUX1NO+1NC_COIL220V | Power Contactor – 3P ¦ AC1 80A ¦ 37kW/50HP @415V ¦ Coil 220VAC ¦ Aux 1NO+1NC | CONT_POW_3P_DC24_AC1_80A_37kW_50HP_415V_AUX1NO+1NC_COIL220V | Power Contactor – 3P ¦ AC1 80A ¦ 37kW/50HP @415V ¦ Aux 1NO+1NC ¦ Coil 24–60V AC/DC | Power Contactor – 3P ¦ AC1 80A ¦ 37kW/50HP @415V ¦ Aux 1NO+1NC ¦ Coil 24–60V AC/DC |  | FRAME-3 | [7 empty] | SYSTEM_VOLTAGE_V | 415 | V | MOTOR_KW | 37 | kW | MOTOR_HP | 50 | HP | [15 empty] | POLES | 3P |  | DUTY_TYPE | AC1 |  | COIL | 24-60VAC/DC |  | AUX_CONTACTS | 1NO+1NC | [13 empty] | 3P | AC1 | 80 | A | AC | 24 | V | 1NO+1NC | [8 empty] | Schneider | Easy TeSys | LC1D | LC1D80ABNE | 2 | CONT_POW_3P_DC24_AC1_80A_37kW_50HP_415V_AUX1NO+1NC_COIL220V |  |  | 29600 | INR | 2025-07-15 | Schneider WEF 15-Jul-2025 | Switching _All_WEF 15th Jul 25.pdf | 22 | Power Contactors LC1E (3 Pole AC Control) | LC1E65 | Switching _All_WEF 15th Jul 25.pdf ¦ Page 22 ¦ Table-3: 3P DC Low Consumption (BBE/BNE/EHE/KUE) | ACTIVE | OK
Motor Control | Contactor | Contactor | CONTACTOR¦POWER_CONTACTOR | Power Contactor | CONT_POW_3P_DC48_AC1_80A_37kW_50HP_415V_AUX1NO+1NC_COIL220V | Power Contactor – 3P ¦ AC1 80A ¦ 37kW/50HP @415V ¦ Coil 220VAC ¦ Aux 1NO+1NC | CONT_POW_3P_DC48_AC1_80A_37kW_50HP_415V_AUX1NO+1NC_COIL220V | Power Contactor – 3P ¦ AC1 80A ¦ 37kW/50HP @415V ¦ Aux 1NO+1NC ¦ Coil 48–130V AC/DC | Power Contactor – 3P ¦ AC1 80A ¦ 37kW/50HP @415V ¦ Aux 1NO+1NC ¦ Coil 48–130V AC/DC |  | FRAME-3 | [7 empty] | SYSTEM_VOLTAGE_V | 415 | V | MOTOR_KW | 37 | kW | MOTOR_HP | 50 | HP | [15 empty] | POLES | 3P |  | DUTY_TYPE | AC1 |  | COIL | 48-130VAC/DC |  | AUX_CONTACTS | 1NO+1NC | [13 empty] | 3P | AC1 | 80 | A | AC | 48 | V | 1NO+1NC | [8 empty] | Schneider | Easy TeSys | LC1D | LC1D80AEHE | 2 | CONT_POW_3P_DC48_AC1_80A_37kW_50HP_415V_AUX1NO+1NC_COIL220V |  |  | 29600 | INR | 2025-07-15 | Schneider WEF 15-Jul-2025 | Switching _All_WEF 15th Jul 25.pdf | 22 | Power Contactors LC1E (3 Pole AC Control) | LC1E65 | Switching _All_WEF 15th Jul 25.pdf ¦ Page 22 ¦ Table-3: 3P DC Low Consumption (BBE/BNE/EHE/KUE) | ACTIVE | OK
Motor Control | Contactor | Contactor | CONTACTOR¦POWER_CONTACTOR | Power Contactor | CONT_POW_3P_DC100_AC1_80A_37kW_50HP_415V_AUX1NO+1NC_COIL220V | Power Contactor – 3P ¦ AC1 80A ¦ 37kW/50HP @415V ¦ Coil 220VAC ¦ Aux 1NO+1NC | CONT_POW_3P_DC100_AC1_80A_37kW_50HP_415V_AUX1NO+1NC_COIL220V | Power Contactor – 3P ¦ AC1 80A ¦ 37kW/50HP @415V ¦ Aux 1NO+1NC ¦ Coil 100–250V AC/DC | Power Contactor – 3P ¦ AC1 80A ¦ 37kW/50HP @415V ¦ Aux 1NO+1NC ¦ Coil 100–250V AC/DC |  | FRAME-3 | [7 empty] | SYSTEM_VOLTAGE_V | 415 | V | MOTOR_KW | 37 | kW | MOTOR_HP | 50 | HP | [15 empty] | POLES | 3P |  | DUTY_TYPE | AC1 |  | COIL | 100-250VAC/DC |  | AUX_CONTACTS | 1NO+1NC | [13 empty] | 3P | AC1 | 80 | A | AC | 100 | V | 1NO+1NC | [8 empty] | Schneider | Easy TeSys | LC1D | LC1D80AKUE | 2 | CONT_POW_3P_DC100_AC1_80A_37kW_50HP_415V_AUX1NO+1NC_COIL220V |  |  | 29600 | INR | 2025-07-15 | Schneider WEF 15-Jul-2025 | Switching _All_WEF 15th Jul 25.pdf | 22 | Power Contactors LC1E (3 Pole AC Control) | LC1E65 | Switching _All_WEF 15th Jul 25.pdf ¦ Page 22 ¦ Table-3: 3P DC Low Consumption (BBE/BNE/EHE/KUE) | ACTIVE | OK
Motor Control | Contactor | Contactor | CONTACTOR¦POWER_CONTACTOR | Power Contactor | CONT_POW_3P_DC24_AC3_80A_37kW_50HP_415V_AUX0NO+1NC_COIL220V | Power Contactor – 3P ¦ AC3 80A ¦ 37kW/50HP @415V ¦ Aux 0NO+1NC ¦ Coil 220V AC | CONT_POW_3P_DC24_AC3_80A_37kW_50HP_415V_AUX0NO+1NC_COIL220V | Power Contactor – 3P ¦ AC3 80A ¦ 37kW/50HP @415V ¦ Aux 0NO+1NC ¦ Coil 24V DC | Power Contactor – 3P ¦ AC3 80A ¦ 37kW/50HP @415V ¦ Aux 0NO+1NC ¦ Coil 24V DC |  | FRAME-1 | [7 empty] | SYSTEM_VOLTAGE_V | 415 | V | MOTOR_KW | 37 | kW | MOTOR_HP | 50 | HP | [15 empty] | POLES | 3P |  | DUTY_TYPE | AC1 |  | COIL | 24VDC |  | AUX_CONTACTS | 0NO+1NC | [13 empty] | 3P | AC3 | 80 | A | AC | 24 | V | 0NO+1NC | [8 empty] | Schneider | Easy TeSys | LC1D | LC1D80ABBE | 2 | CONT_POW_3P_DC24_AC3_80A_37kW_50HP_415V_AUX0NO+1NC_COIL220V |  |  | 29600 | INR | 2025-07-15 | Schneider WEF 15-Jul-2025 | Switching _All_WEF 15th Jul 25.pdf | 22 | Power Contactors LC1E (3 Pole AC Control) | LC1E1201 | Switching _All_WEF 15th Jul 25.pdf ¦ Page 22 ¦ Table-3: 3P DC Low Consumption (BBE/BNE/EHE/KUE) | ACTIVE | OK
Motor Control | Contactor | Contactor | CONTACTOR¦POWER_CONTACTOR | Power Contactor | CONT_POW_3P_DC24_AC3_80A_37kW_50HP_415V_AUX0NO+1NC_COIL220V | Power Contactor – 3P ¦ AC3 80A ¦ 37kW/50HP @415V ¦ Aux 0NO+1NC ¦ Coil 220V AC | CONT_POW_3P_DC24_AC3_80A_37kW_50HP_415V_AUX0NO+1NC_COIL220V | Power Contactor – 3P ¦ AC3 80A ¦ 37kW/50HP @415V ¦ Aux 0NO+1NC ¦ Coil 24–60V AC/DC | Power Contactor – 3P ¦ AC3 80A ¦ 37kW/50HP @415V ¦ Aux 0NO+1NC ¦ Coil 24–60V AC/DC |  | FRAME-1 | [7 empty] | SYSTEM_VOLTAGE_V | 415 | V | MOTOR_KW | 37 | kW | MOTOR_HP | 50 | HP | [15 empty] | POLES | 3P |  | DUTY_TYPE | AC1 |  | COIL | 24-60VAC/DC |  | AUX_CONTACTS | 0NO+1NC | [13 empty] | 3P | AC3 | 80 | A | AC | 24 | V | 0NO+1NC | [8 empty] | Schneider | Easy TeSys | LC1D | LC1D80ABNE | 2 | CONT_POW_3P_DC24_AC3_80A_37kW_50HP_415V_AUX0NO+1NC_COIL220V |  |  | 29600 | INR | 2025-07-15 | Schneider WEF 15-Jul-2025 | Switching _All_WEF 15th Jul 25.pdf | 22 | Power Contactors LC1E (3 Pole AC Control) | LC1E1201 | Switching _All_WEF 15th Jul 25.pdf ¦ Page 22 ¦ Table-3: 3P DC Low Consumption (BBE/BNE/EHE/KUE) | ACTIVE | OK
Motor Control | Contactor | Contactor | CONTACTOR¦POWER_CONTACTOR | Power Contactor | CONT_POW_3P_DC48_AC3_80A_37kW_50HP_415V_AUX0NO+1NC_COIL220V | Power Contactor – 3P ¦ AC3 80A ¦ 37kW/50HP @415V ¦ Aux 0NO+1NC ¦ Coil 220V AC | CONT_POW_3P_DC48_AC3_80A_37kW_50HP_415V_AUX0NO+1NC_COIL220V | Power Contactor – 3P ¦ AC3 80A ¦ 37kW/50HP @415V ¦ Aux 0NO+1NC ¦ Coil 48–130V AC/DC | Power Contactor – 3P ¦ AC3 80A ¦ 37kW/50HP @415V ¦ Aux 0NO+1NC ¦ Coil 48–130V AC/DC |  | FRAME-1 | [7 empty] | SYSTEM_VOLTAGE_V | 415 | V | MOTOR_KW | 37 | kW | MOTOR_HP | 50 | HP | [15 empty] | POLES | 3P |  | DUTY_TYPE | AC1 |  | COIL | 48-130VAC/DC |  | AUX_CONTACTS | 0NO+1NC | [13 empty] | 3P | AC3 | 80 | A | AC | 48 | V | 0NO+1NC | [8 empty] | Schneider | Easy TeSys | LC1D | LC1D80AEHE | 2 | CONT_POW_3P_DC48_AC3_80A_37kW_50HP_415V_AUX0NO+1NC_COIL220V |  |  | 29600 | INR | 2025-07-15 | Schneider WEF 15-Jul-2025 | Switching _All_WEF 15th Jul 25.pdf | 22 | Power Contactors LC1E (3 Pole AC Control) | LC1E1201 | Switching _All_WEF 15th Jul 25.pdf ¦ Page 22 ¦ Table-3: 3P DC Low Consumption (BBE/BNE/EHE/KUE) | ACTIVE | OK
Motor Control | Contactor | Contactor | CONTACTOR¦POWER_CONTACTOR | Power Contactor | CONT_POW_3P_DC100_AC3_80A_37kW_50HP_415V_AUX0NO+1NC_COIL220V | Power Contactor – 3P ¦ AC3 80A ¦ 37kW/50HP @415V ¦ Aux 0NO+1NC ¦ Coil 220V AC | CONT_POW_3P_DC100_AC3_80A_37kW_50HP_415V_AUX0NO+1NC_COIL220V | Power Contactor – 3P ¦ AC3 80A ¦ 37kW/50HP @415V ¦ Aux 0NO+1NC ¦ Coil 100–250V AC/DC | Power Contactor – 3P ¦ AC3 80A ¦ 37kW/50HP @415V ¦ Aux 0NO+1NC ¦ Coil 100–250V AC/DC |  | FRAME-1 | [7 empty] | SYSTEM_VOLTAGE_V | 415 | V | MOTOR_KW | 37 | kW | MOTOR_HP | 50 | HP | [15 empty] | POLES | 3P |  | DUTY_TYPE | AC1 |  | COIL | 100-250VAC/DC |  | AUX_CONTACTS | 0NO+1NC | [13 empty] | 3P | AC3 | 80 | A | AC | 100 | V | 0NO+1NC | [8 empty] | Schneider | Easy TeSys | LC1D | LC1D80AKUE | 2 | CONT_POW_3P_DC100_AC3_80A_37kW_50HP_415V_AUX0NO+1NC_COIL220V |  |  | 29600 | INR | 2025-07-15 | Schneider WEF 15-Jul-2025 | Switching _All_WEF 15th Jul 25.pdf | 22 | Power Contactors LC1E (3 Pole AC Control) | LC1E1201 | Switching _All_WEF 15th Jul 25.pdf ¦ Page 22 ¦ Table-3: 3P DC Low Consumption (BBE/BNE/EHE/KUE) | ACTIVE | OK
Motor Control | Contactor | Contactor | CONTACTOR¦POWER_CONTACTOR | Power Contactor | CONT_POW_4P_AC1_20A_AUX4NO_COIL24VDC | Power Contactor – 4P ¦ AC1 20A ¦ Coil 24VDC ¦ Aux 4NO | CONT_POW_4P_AC1_20A_AUX4NO_COIL24VDC | Power Contactor – 4P ¦ AC1 20A ¦ Coil 24VDC ¦ Aux 4NO | Power Contactor – 4P ¦ AC1 20A ¦ Coil 24VDC ¦ Aux 4NO |  | FRAME-1 | [7 empty] | SYSTEM_VOLTAGE_V | 415 | V | MOTOR_KW |  | kW | MOTOR_HP |  | HP | [15 empty] | POLES | 4P |  | DUTY_TYPE | AC1 |  | COIL | 24VDC |  | AUX_CONTACTS | 4NO | [13 empty] | 4P | AC1 | 20 | A | AC | 24 | V | 4NO | [8 empty] | Schneider | Easy TeSys | LC1D | LC1DT20BD | 2 | CONT_POW_4P_AC1_20A_AUX4NO_COIL24VDC |  |  | 4080 | INR | 2025-07-15 | Schneider WEF 15-Jul-2025 | Switching _All_WEF 15th Jul 25.pdf | 22 | Power Contactors LC1E (4 Pole AC Control) | LC1E09004IN | Switching _All_WEF 15th Jul 25.pdf ¦ Page 22 ¦ Table-4: 4P AC & DC Control | ACTIVE | OK
Motor Control | Contactor | Contactor | CONTACTOR¦POWER_CONTACTOR | Power Contactor | CONT_POW_4P_AC1_20A_AUX4NO_COIL110VDC | Power Contactor – 4P ¦ AC1 20A ¦ Coil 110VDC ¦ Aux 4NO | CONT_POW_4P_AC1_20A_AUX4NO_COIL110VDC | Power Contactor – 4P ¦ AC1 20A ¦ Coil 110VDC ¦ Aux 4NO | Power Contactor – 4P ¦ AC1 20A ¦ Coil 110VDC ¦ Aux 4NO |  | FRAME-1 | [7 empty] | SYSTEM_VOLTAGE_V | 415 | V | MOTOR_KW |  | kW | MOTOR_HP |  | HP | [15 empty] | POLES | 4P |  | DUTY_TYPE | AC1 |  | COIL | 110VDC |  | AUX_CONTACTS | 4NO | [13 empty] | 4P | AC1 | 20 | A | AC | 110 | V | 4NO | [8 empty] | Schneider | Easy TeSys | LC1D | LC1DT20FD | 2 | CONT_POW_4P_AC1_20A_AUX4NO_COIL110VDC |  |  | 4080 | INR | 2025-07-15 | Schneider WEF 15-Jul-2025 | Switching _All_WEF 15th Jul 25.pdf | 22 | Power Contactors LC1E (4 Pole AC Control) | LC1E09004IN | Switching _All_WEF 15th Jul 25.pdf ¦ Page 22 ¦ Table-4: 4P AC & DC Control | ACTIVE | OK
Motor Control | Contactor | Contactor | CONTACTOR¦POWER_CONTACTOR | Power Contactor | CONT_POW_4P_AC1_20A_AUX4NO_COIL220VDC | Power Contactor – 4P ¦ AC1 20A ¦ Coil 220VDC ¦ Aux 4NO | CONT_POW_4P_AC1_20A_AUX4NO_COIL220VDC | Power Contactor – 4P ¦ AC1 20A ¦ Coil 220VDC ¦ Aux 4NO | Power Contactor – 4P ¦ AC1 20A ¦ Coil 220VDC ¦ Aux 4NO |  | FRAME-1 | [7 empty] | SYSTEM_VOLTAGE_V | 415 | V | MOTOR_KW |  | kW | MOTOR_HP |  | HP | [15 empty] | POLES | 4P |  | DUTY_TYPE | AC1 |  | COIL | 220VDC |  | AUX_CONTACTS | 4NO | [13 empty] | 4P | AC1 | 20 | A | AC | 220 | V | 4NO | [8 empty] | Schneider | Easy TeSys | LC1D | LC1DT20MD | 2 | CONT_POW_4P_AC1_20A_AUX4NO_COIL220VDC |  |  | 4080 | INR | 2025-07-15 | Schneider WEF 15-Jul-2025 | Switching _All_WEF 15th Jul 25.pdf | 22 | Power Contactors LC1E (4 Pole AC Control) | LC1E09004IN | Switching _All_WEF 15th Jul 25.pdf ¦ Page 22 ¦ Table-4: 4P AC & DC Control | ACTIVE | OK
Motor Control | Contactor | Contactor | CONTACTOR¦POWER_CONTACTOR | Power Contactor | CONT_POW_4P_AC1_20A_AUX2NO+2NC_COIL24VDC | Power Contactor – 4P ¦ AC1 20A ¦ Coil 24VDC ¦ Aux 2NO+2NC | CONT_POW_4P_AC1_20A_AUX2NO+2NC_COIL24VDC | Power Contactor – 4P ¦ AC1 20A ¦ Coil 24VDC ¦ Aux 2NO+2NC | Power Contactor – 4P ¦ AC1 20A ¦ Coil 24VDC ¦ Aux 2NO+2NC |  | FRAME-1 | [7 empty] | SYSTEM_VOLTAGE_V | 415 | V | MOTOR_KW |  | kW | MOTOR_HP |  | HP | [15 empty] | POLES | 4P |  | DUTY_TYPE | AC1 |  | COIL | 24VDC |  | AUX_CONTACTS | 4NO | [13 empty] | 4P | AC1 | 20 | A | AC | 24 | V | 2NO+2NC | [8 empty] | Schneider | Easy TeSys | LC1D | LC1D098BD | 2 | CONT_POW_4P_AC1_20A_AUX2NO+2NC_COIL24VDC |  |  | 4445 | INR | 2025-07-15 | Schneider WEF 15-Jul-2025 | Switching _All_WEF 15th Jul 25.pdf | 22 | Power Contactors LC1E (4 Pole AC Control) | LC1E09004IN | Switching _All_WEF 15th Jul 25.pdf ¦ Page 22 ¦ Table-4: 4P AC & DC Control | ACTIVE | OK
Motor Control | Contactor | Contactor | CONTACTOR¦POWER_CONTACTOR | Power Contactor | CONT_POW_4P_AC1_20A_AUX2NO+2NC_COIL110VDC | Power Contactor – 4P ¦ AC1 20A ¦ Coil 110VDC ¦ Aux 2NO+2NC | CONT_POW_4P_AC1_20A_AUX2NO+2NC_COIL110VDC | Power Contactor – 4P ¦ AC1 20A ¦ Coil 110VDC ¦ Aux 2NO+2NC | Power Contactor – 4P ¦ AC1 20A ¦ Coil 110VDC ¦ Aux 2NO+2NC |  | FRAME-1 | [7 empty] | SYSTEM_VOLTAGE_V | 415 | V | MOTOR_KW |  | kW | MOTOR_HP |  | HP | [15 empty] | POLES | 4P |  | DUTY_TYPE | AC1 |  | COIL | 110VDC |  | AUX_CONTACTS | 4NO | [13 empty] | 4P | AC1 | 20 | A | AC | 110 | V | 2NO+2NC | [8 empty] | Schneider | Easy TeSys | LC1D | LC1D098FD | 2 | CONT_POW_4P_AC1_20A_AUX2NO+2NC_COIL110VDC |  |  | 4445 | INR | 2025-07-15 | Schneider WEF 15-Jul-2025 | Switching _All_WEF 15th Jul 25.pdf | 22 | Power Contactors LC1E (4 Pole AC Control) | LC1E09004IN | Switching _All_WEF 15th Jul 25.pdf ¦ Page 22 ¦ Table-4: 4P AC & DC Control | ACTIVE | OK
Motor Control | Contactor | Contactor | CONTACTOR¦POWER_CONTACTOR | Power Contactor | CONT_POW_4P_AC1_20A_AUX2NO+2NC_COIL220VDC | Power Contactor – 4P ¦ AC1 20A ¦ Coil 220VDC ¦ Aux 2NO+2NC | CONT_POW_4P_AC1_20A_AUX2NO+2NC_COIL220VDC | Power Contactor – 4P ¦ AC1 20A ¦ Coil 220VDC ¦ Aux 2NO+2NC | Power Contactor – 4P ¦ AC1 20A ¦ Coil 220VDC ¦ Aux 2NO+2NC |  | FRAME-1 | [7 empty] | SYSTEM_VOLTAGE_V | 415 | V | MOTOR_KW |  | kW | MOTOR_HP |  | HP | [15 empty] | POLES | 4P |  | DUTY_TYPE | AC1 |  | COIL | 220VDC |  | AUX_CONTACTS | 4NO | [13 empty] | 4P | AC1 | 20 | A | AC | 220 | V | 2NO+2NC | [8 empty] | Schneider | Easy TeSys | LC1D | LC1D098MD | 2 | CONT_POW_4P_AC1_20A_AUX2NO+2NC_COIL220VDC |  |  | 4445 | INR | 2025-07-15 | Schneider WEF 15-Jul-2025 | Switching _All_WEF 15th Jul 25.pdf | 22 | Power Contactors LC1E (4 Pole AC Control) | LC1E09004IN | Switching _All_WEF 15th Jul 25.pdf ¦ Page 22 ¦ Table-4: 4P AC & DC Control | ACTIVE | OK
Motor Control | Contactor | Contactor | CONTACTOR¦POWER_CONTACTOR | Power Contactor | CONT_POW_4P_AC1_25A_AUX4NO_COIL24VDC | Power Contactor – 4P ¦ AC1 25A ¦ Coil 24VDC ¦ Aux 4NO | CONT_POW_4P_AC1_25A_AUX4NO_COIL24VDC | Power Contactor – 4P ¦ AC1 25A ¦ Coil 24VDC ¦ Aux 4NO | Power Contactor – 4P ¦ AC1 25A ¦ Coil 24VDC ¦ Aux 4NO |  | FRAME-1 | [7 empty] | SYSTEM_VOLTAGE_V | 415 | V | MOTOR_KW |  | kW | MOTOR_HP |  | HP | [15 empty] | POLES | 4P |  | DUTY_TYPE | AC1 |  | COIL | 24VDC |  | AUX_CONTACTS | 4NO | [13 empty] | 4P | AC1 | 25 | A | AC | 24 | V | 4NO | [8 empty] | Schneider | Easy TeSys | LC1D | LC1DT25BD | 2 | CONT_POW_4P_AC1_25A_AUX4NO_COIL24VDC |  |  | 4905 | INR | 2025-07-15 | Schneider WEF 15-Jul-2025 | Switching _All_WEF 15th Jul 25.pdf | 22 | Power Contactors LC1E (4 Pole AC Control) | LC1E09004IN | Switching _All_WEF 15th Jul 25.pdf ¦ Page 22 ¦ Table-4: 4P AC & DC Control | ACTIVE | OK
Motor Control | Contactor | Contactor | CONTACTOR¦POWER_CONTACTOR | Power Contactor | CONT_POW_4P_AC1_25A_AUX4NO_COIL110VDC | Power Contactor – 4P ¦ AC1 25A ¦ Coil 110VDC ¦ Aux 4NO | CONT_POW_4P_AC1_25A_AUX4NO_COIL110VDC | Power Contactor – 4P ¦ AC1 25A ¦ Coil 110VDC ¦ Aux 4NO | Power Contactor – 4P ¦ AC1 25A ¦ Coil 110VDC ¦ Aux 4NO |  | FRAME-1 | [7 empty] | SYSTEM_VOLTAGE_V | 415 | V | MOTOR_KW |  | kW | MOTOR_HP |  | HP | [15 empty] | POLES | 4P |  | DUTY_TYPE | AC1 |  | COIL | 110VDC |  | AUX_CONTACTS | 4NO | [13 empty] | 4P | AC1 | 25 | A | AC | 110 | V | 4NO | [8 empty] | Schneider | Easy TeSys | LC1D | LC1DT25FD | 2 | CONT_POW_4P_AC1_25A_AUX4NO_COIL110VDC |  |  | 4905 | INR | 2025-07-15 | Schneider WEF 15-Jul-2025 | Switching _All_WEF 15th Jul 25.pdf | 22 | Power Contactors LC1E (4 Pole AC Control) | LC1E09004IN | Switching _All_WEF 15th Jul 25.pdf ¦ Page 22 ¦ Table-4: 4P AC & DC Control | ACTIVE | OK
Motor Control | Contactor | Contactor | CONTACTOR¦POWER_CONTACTOR | Power Contactor | CONT_POW_4P_AC1_25A_AUX4NO_COIL220VDC | Power Contactor – 4P ¦ AC1 25A ¦ Coil 220VDC ¦ Aux 4NO | CONT_POW_4P_AC1_25A_AUX4NO_COIL220VDC | Power Contactor – 4P ¦ AC1 25A ¦ Coil 220VDC ¦ Aux 4NO | Power Contactor – 4P ¦ AC1 25A ¦ Coil 220VDC ¦ Aux 4NO |  | FRAME-1 | [7 empty] | SYSTEM_VOLTAGE_V | 415 | V | MOTOR_KW |  | kW | MOTOR_HP |  | HP | [15 empty] | POLES | 4P |  | DUTY_TYPE | AC1 |  | COIL | 220VDC |  | AUX_CONTACTS | 4NO | [13 empty] | 4P | AC1 | 25 | A | AC | 220 | V | 4NO | [8 empty] | Schneider | Easy TeSys | LC1D | LC1DT25MD | 2 | CONT_POW_4P_AC1_25A_AUX4NO_COIL220VDC |  |  | 4905 | INR | 2025-07-15 | Schneider WEF 15-Jul-2025 | Switching _All_WEF 15th Jul 25.pdf | 22 | Power Contactors LC1E (4 Pole AC Control) | LC1E09004IN | Switching _All_WEF 15th Jul 25.pdf ¦ Page 22 ¦ Table-4: 4P AC & DC Control | ACTIVE | OK
Motor Control | Contactor | Contactor | CONTACTOR¦POWER_CONTACTOR | Power Contactor | CONT_POW_4P_AC1_25A_AUX2NO+2NC_COIL24VDC | Power Contactor – 4P ¦ AC1 25A ¦ Coil 24VDC ¦ Aux 2NO+2NC | CONT_POW_4P_AC1_25A_AUX2NO+2NC_COIL24VDC | Power Contactor – 4P ¦ AC1 25A ¦ Coil 24VDC ¦ Aux 2NO+2NC | Power Contactor – 4P ¦ AC1 25A ¦ Coil 24VDC ¦ Aux 2NO+2NC |  | FRAME-1 | [7 empty] | SYSTEM_VOLTAGE_V | 415 | V | MOTOR_KW |  | kW | MOTOR_HP |  | HP | [15 empty] | POLES | 4P |  | DUTY_TYPE | AC1 |  | COIL | 24VDC |  | AUX_CONTACTS | 4NO | [13 empty] | 4P | AC1 | 25 | A | AC | 24 | V | 2NO+2NC | [8 empty] | Schneider | Easy TeSys | LC1D | LC1D128BD | 2 | CONT_POW_4P_AC1_25A_AUX2NO+2NC_COIL24VDC |  |  | 6400 | INR | 2025-07-15 | Schneider WEF 15-Jul-2025 | Switching _All_WEF 15th Jul 25.pdf | 22 | Power Contactors LC1E (4 Pole AC Control) | LC1E09004IN | Switching _All_WEF 15th Jul 25.pdf ¦ Page 22 ¦ Table-4: 4P AC & DC Control | ACTIVE | OK
Motor Control | Contactor | Contactor | CONTACTOR¦POWER_CONTACTOR | Power Contactor | CONT_POW_4P_AC1_25A_AUX2NO+2NC_COIL110VDC | Power Contactor – 4P ¦ AC1 25A ¦ Coil 110VDC ¦ Aux 2NO+2NC | CONT_POW_4P_AC1_25A_AUX2NO+2NC_COIL110VDC | Power Contactor – 4P ¦ AC1 25A ¦ Coil 110VDC ¦ Aux 2NO+2NC | Power Contactor – 4P ¦ AC1 25A ¦ Coil 110VDC ¦ Aux 2NO+2NC |  | FRAME-1 | [7 empty] | SYSTEM_VOLTAGE_V | 415 | V | MOTOR_KW |  | kW | MOTOR_HP |  | HP | [15 empty] | POLES | 4P |  | DUTY_TYPE | AC1 |  | COIL | 110VDC |  | AUX_CONTACTS | 4NO | [13 empty] | 4P | AC1 | 25 | A | AC | 110 | V | 2NO+2NC | [8 empty] | Schneider | Easy TeSys | LC1D | LC1D128FD | 2 | CONT_POW_4P_AC1_25A_AUX2NO+2NC_COIL110VDC |  |  | 6400 | INR | 2025-07-15 | Schneider WEF 15-Jul-2025 | Switching _All_WEF 15th Jul 25.pdf | 22 | Power Contactors LC1E (4 Pole AC Control) | LC1E09004IN | Switching _All_WEF 15th Jul 25.pdf ¦ Page 22 ¦ Table-4: 4P AC & DC Control | ACTIVE | OK
Motor Control | Contactor | Contactor | CONTACTOR¦POWER_CONTACTOR | Power Contactor | CONT_POW_4P_AC1_25A_AUX2NO+2NC_COIL220VDC | Power Contactor – 4P ¦ AC1 25A ¦ Coil 220VDC ¦ Aux 2NO+2NC | CONT_POW_4P_AC1_25A_AUX2NO+2NC_COIL220VDC | Power Contactor – 4P ¦ AC1 25A ¦ Coil 220VDC ¦ Aux 2NO+2NC | Power Contactor – 4P ¦ AC1 25A ¦ Coil 220VDC ¦ Aux 2NO+2NC |  | FRAME-1 | [7 empty] | SYSTEM_VOLTAGE_V | 415 | V | MOTOR_KW |  | kW | MOTOR_HP |  | HP | [15 empty] | POLES | 4P |  | DUTY_TYPE | AC1 |  | COIL | 220VDC |  | AUX_CONTACTS | 4NO | [13 empty] | 4P | AC1 | 25 | A | AC | 220 | V | 2NO+2NC | [8 empty] | Schneider | Easy TeSys | LC1D | LC1D128MD | 2 | CONT_POW_4P_AC1_25A_AUX2NO+2NC_COIL220VDC |  |  | 6400 | INR | 2025-07-15 | Schneider WEF 15-Jul-2025 | Switching _All_WEF 15th Jul 25.pdf | 22 | Power Contactors LC1E (4 Pole AC Control) | LC1E09004IN | Switching _All_WEF 15th Jul 25.pdf ¦ Page 22 ¦ Table-4: 4P AC & DC Control | ACTIVE | OK
Motor Control | Contactor | Contactor | CONTACTOR¦POWER_CONTACTOR | Power Contactor | CONT_POW_4P_AC1_32A_AUX4NO_COIL24VDC | Power Contactor – 4P ¦ AC1 32A ¦ Coil 24VDC ¦ Aux 4NO | CONT_POW_4P_AC1_32A_AUX4NO_COIL24VDC | Power Contactor – 4P ¦ AC1 32A ¦ Coil 24VDC ¦ Aux 4NO | Power Contactor – 4P ¦ AC1 32A ¦ Coil 24VDC ¦ Aux 4NO |  | FRAME-1 | [7 empty] | SYSTEM_VOLTAGE_V | 415 | V | MOTOR_KW |  | kW | MOTOR_HP |  | HP | [15 empty] | POLES | 4P |  | DUTY_TYPE | AC1 |  | COIL | 24VDC |  | AUX_CONTACTS | 4NO | [13 empty] | 4P | AC1 | 32 | A | AC | 24 | V | 4NO | [8 empty] | Schneider | Easy TeSys | LC1D | LC1DT32BD | 2 | CONT_POW_4P_AC1_32A_AUX4NO_COIL24VDC |  |  | 5390 | INR | 2025-07-15 | Schneider WEF 15-Jul-2025 | Switching _All_WEF 15th Jul 25.pdf | 22 | Power Contactors LC1E (4 Pole AC Control) | LC1E18004IN | Switching _All_WEF 15th Jul 25.pdf ¦ Page 22 ¦ Table-4: 4P AC & DC Control | ACTIVE | OK
Motor Control | Contactor | Contactor | CONTACTOR¦POWER_CONTACTOR | Power Contactor | CONT_POW_4P_AC1_32A_AUX4NO_COIL110VDC | Power Contactor – 4P ¦ AC1 32A ¦ Coil 110VDC ¦ Aux 4NO | CONT_POW_4P_AC1_32A_AUX4NO_COIL110VDC | Power Contactor – 4P ¦ AC1 32A ¦ Coil 110VDC ¦ Aux 4NO | Power Contactor – 4P ¦ AC1 32A ¦ Coil 110VDC ¦ Aux 4NO |  | FRAME-1 | [7 empty] | SYSTEM_VOLTAGE_V | 415 | V | MOTOR_KW |  | kW | MOTOR_HP |  | HP | [15 empty] | POLES | 4P |  | DUTY_TYPE | AC1 |  | COIL | 110VDC |  | AUX_CONTACTS | 4NO | [13 empty] | 4P | AC1 | 32 | A | AC | 110 | V | 4NO | [8 empty] | Schneider | Easy TeSys | LC1D | LC1DT32FD | 2 | CONT_POW_4P_AC1_32A_AUX4NO_COIL110VDC |  |  | 9140 | INR | 2025-07-15 | Schneider WEF 15-Jul-2025 | Switching _All_WEF 15th Jul 25.pdf | 22 | Power Contactors LC1E (4 Pole AC Control) | LC1E18004IN | Switching _All_WEF 15th Jul 25.pdf ¦ Page 22 ¦ Table-4: 4P AC & DC Control | ACTIVE | OK
Motor Control | Contactor | Contactor | CONTACTOR¦POWER_CONTACTOR | Power Contactor | CONT_POW_4P_AC1_32A_AUX4NO_COIL220VDC | Power Contactor – 4P ¦ AC1 32A ¦ Coil 220VDC ¦ Aux 4NO | CONT_POW_4P_AC1_32A_AUX4NO_COIL220VDC | Power Contactor – 4P ¦ AC1 32A ¦ Coil 220VDC ¦ Aux 4NO | Power Contactor – 4P ¦ AC1 32A ¦ Coil 220VDC ¦ Aux 4NO |  | FRAME-1 | [7 empty] | SYSTEM_VOLTAGE_V | 415 | V | MOTOR_KW |  | kW | MOTOR_HP |  | HP | [15 empty] | POLES | 4P |  | DUTY_TYPE | AC1 |  | COIL | 220VDC |  | AUX_CONTACTS | 4NO | [13 empty] | 4P | AC1 | 32 | A | AC | 220 | V | 4NO | [8 empty] | Schneider | Easy TeSys | LC1D | LC1DT32MD | 2 | CONT_POW_4P_AC1_32A_AUX4NO_COIL220VDC |  |  | 6460 | INR | 2025-07-15 | Schneider WEF 15-Jul-2025 | Switching _All_WEF 15th Jul 25.pdf | 22 | Power Contactors LC1E (4 Pole AC Control) | LC1E18004IN | Switching _All_WEF 15th Jul 25.pdf ¦ Page 22 ¦ Table-4: 4P AC & DC Control | ACTIVE | OK
Motor Control | Contactor | Contactor | CONTACTOR¦POWER_CONTACTOR | Power Contactor | CONT_POW_4P_AC1_32A_AUX2NO+2NC_COIL24VDC | Power Contactor – 4P ¦ AC1 32A ¦ Coil 24VDC ¦ Aux 2NO+2NC | CONT_POW_4P_AC1_32A_AUX2NO+2NC_COIL24VDC | Power Contactor – 4P ¦ AC1 32A ¦ Coil 24VDC ¦ Aux 2NO+2NC | Power Contactor – 4P ¦ AC1 32A ¦ Coil 24VDC ¦ Aux 2NO+2NC |  | FRAME-1 | [7 empty] | SYSTEM_VOLTAGE_V | 415 | V | MOTOR_KW |  | kW | MOTOR_HP |  | HP | [15 empty] | POLES | 4P |  | DUTY_TYPE | AC1 |  | COIL | 24VDC |  | AUX_CONTACTS | 4NO | [13 empty] | 4P | AC1 | 32 | A | AC | 24 | V | 2NO+2NC | [8 empty] | Schneider | Easy TeSys | LC1D | LC1D188BD | 2 | CONT_POW_4P_AC1_32A_AUX2NO+2NC_COIL24VDC |  |  | 7290 | INR | 2025-07-15 | Schneider WEF 15-Jul-2025 | Switching _All_WEF 15th Jul 25.pdf | 22 | Power Contactors LC1E (4 Pole AC Control) | LC1E18004IN | Switching _All_WEF 15th Jul 25.pdf ¦ Page 22 ¦ Table-4: 4P AC & DC Control | ACTIVE | OK
Motor Control | Contactor | Contactor | CONTACTOR¦POWER_CONTACTOR | Power Contactor | CONT_POW_4P_AC1_32A_AUX2NO+2NC_COIL110VDC | Power Contactor – 4P ¦ AC1 32A ¦ Coil 110VDC ¦ Aux 2NO+2NC | CONT_POW_4P_AC1_32A_AUX2NO+2NC_COIL110VDC | Power Contactor – 4P ¦ AC1 32A ¦ Coil 110VDC ¦ Aux 2NO+2NC | Power Contactor – 4P ¦ AC1 32A ¦ Coil 110VDC ¦ Aux 2NO+2NC |  | FRAME-1 | [7 empty] | SYSTEM_VOLTAGE_V | 415 | V | MOTOR_KW |  | kW | MOTOR_HP |  | HP | [15 empty] | POLES | 4P |  | DUTY_TYPE | AC1 |  | COIL | 110VDC |  | AUX_CONTACTS | 4NO | [13 empty] | 4P | AC1 | 32 | A | AC | 110 | V | 2NO+2NC | [8 empty] | Schneider | Easy TeSys | LC1D | LC1D188FD | 2 | CONT_POW_4P_AC1_32A_AUX2NO+2NC_COIL110VDC |  |  | 8725 | INR | 2025-07-15 | Schneider WEF 15-Jul-2025 | Switching _All_WEF 15th Jul 25.pdf | 22 | Power Contactors LC1E (4 Pole AC Control) | LC1E18004IN | Switching _All_WEF 15th Jul 25.pdf ¦ Page 22 ¦ Table-4: 4P AC & DC Control | ACTIVE | OK
Motor Control | Contactor | Contactor | CONTACTOR¦POWER_CONTACTOR | Power Contactor | CONT_POW_4P_AC1_32A_AUX2NO+2NC_COIL220VDC | Power Contactor – 4P ¦ AC1 32A ¦ Coil 220VDC ¦ Aux 2NO+2NC | CONT_POW_4P_AC1_32A_AUX2NO+2NC_COIL220VDC | Power Contactor – 4P ¦ AC1 32A ¦ Coil 220VDC ¦ Aux 2NO+2NC | Power Contactor – 4P ¦ AC1 32A ¦ Coil 220VDC ¦ Aux 2NO+2NC |  | FRAME-1 | [7 empty] | SYSTEM_VOLTAGE_V | 415 | V | MOTOR_KW |  | kW | MOTOR_HP |  | HP | [15 empty] | POLES | 4P |  | DUTY_TYPE | AC1 |  | COIL | 220VDC |  | AUX_CONTACTS | 4NO | [13 empty] | 4P | AC1 | 32 | A | AC | 220 | V | 2NO+2NC | [8 empty] | Schneider | Easy TeSys | LC1D | LC1D188MD | 2 | CONT_POW_4P_AC1_32A_AUX2NO+2NC_COIL220VDC |  |  | 7290 | INR | 2025-07-15 | Schneider WEF 15-Jul-2025 | Switching _All_WEF 15th Jul 25.pdf | 22 | Power Contactors LC1E (4 Pole AC Control) | LC1E18004IN | Switching _All_WEF 15th Jul 25.pdf ¦ Page 22 ¦ Table-4: 4P AC & DC Control | ACTIVE | OK
Motor Control | Contactor | Contactor | CONTACTOR¦POWER_CONTACTOR | Power Contactor | CONT_POW_4P_AC1_40A_AUX4NO_COIL24VDC | Power Contactor – 4P ¦ AC1 40A ¦ Coil 24VDC ¦ Aux 4NO | CONT_POW_4P_AC1_40A_AUX4NO_COIL24VDC | Power Contactor – 4P ¦ AC1 40A ¦ Coil 24VDC ¦ Aux 4NO | Power Contactor – 4P ¦ AC1 40A ¦ Coil 24VDC ¦ Aux 4NO |  | FRAME-1 | [7 empty] | SYSTEM_VOLTAGE_V | 415 | V | MOTOR_KW |  | kW | MOTOR_HP |  | HP | [15 empty] | POLES | 4P |  | DUTY_TYPE | AC1 |  | COIL | 24VDC |  | AUX_CONTACTS | 4NO | [13 empty] | 4P | AC1 | 40 | A | AC | 24 | V | 4NO | [8 empty] | Schneider | Easy TeSys | LC1D | LC1DT40BD | 2 | CONT_POW_4P_AC1_40A_AUX4NO_COIL24VDC |  |  | 8450 | INR | 2025-07-15 | Schneider WEF 15-Jul-2025 | Switching _All_WEF 15th Jul 25.pdf | 22 | Power Contactors LC1E (4 Pole AC Control) | LC1E18004IN | Switching _All_WEF 15th Jul 25.pdf ¦ Page 22 ¦ Table-4: 4P AC & DC Control | ACTIVE | OK
Motor Control | Contactor | Contactor | CONTACTOR¦POWER_CONTACTOR | Power Contactor | CONT_POW_4P_AC1_40A_AUX4NO_COIL110VDC | Power Contactor – 4P ¦ AC1 40A ¦ Coil 110VDC ¦ Aux 4NO | CONT_POW_4P_AC1_40A_AUX4NO_COIL110VDC | Power Contactor – 4P ¦ AC1 40A ¦ Coil 110VDC ¦ Aux 4NO | Power Contactor – 4P ¦ AC1 40A ¦ Coil 110VDC ¦ Aux 4NO |  | FRAME-1 | [7 empty] | SYSTEM_VOLTAGE_V | 415 | V | MOTOR_KW |  | kW | MOTOR_HP |  | HP | [15 empty] | POLES | 4P |  | DUTY_TYPE | AC1 |  | COIL | 110VDC |  | AUX_CONTACTS | 4NO | [13 empty] | 4P | AC1 | 40 | A | AC | 110 | V | 4NO | [8 empty] | Schneider | Easy TeSys | LC1D | LC1DT40FD | 2 | CONT_POW_4P_AC1_40A_AUX4NO_COIL110VDC |  |  | 8450 | INR | 2025-07-15 | Schneider WEF 15-Jul-2025 | Switching _All_WEF 15th Jul 25.pdf | 22 | Power Contactors LC1E (4 Pole AC Control) | LC1E18004IN | Switching _All_WEF 15th Jul 25.pdf ¦ Page 22 ¦ Table-4: 4P AC & DC Control | ACTIVE | OK
Motor Control | Contactor | Contactor | CONTACTOR¦POWER_CONTACTOR | Power Contactor | CONT_POW_4P_AC1_40A_AUX4NO_COIL220VDC | Power Contactor – 4P ¦ AC1 40A ¦ Coil 220VDC ¦ Aux 4NO | CONT_POW_4P_AC1_40A_AUX4NO_COIL220VDC | Power Contactor – 4P ¦ AC1 40A ¦ Coil 220VDC ¦ Aux 4NO | Power Contactor – 4P ¦ AC1 40A ¦ Coil 220VDC ¦ Aux 4NO |  | FRAME-1 | [7 empty] | SYSTEM_VOLTAGE_V | 415 | V | MOTOR_KW |  | kW | MOTOR_HP |  | HP | [15 empty] | POLES | 4P |  | DUTY_TYPE | AC1 |  | COIL | 220VDC |  | AUX_CONTACTS | 4NO | [13 empty] | 4P | AC1 | 40 | A | AC | 220 | V | 4NO | [8 empty] | Schneider | Easy TeSys | LC1D | LC1DT40MD | 2 | CONT_POW_4P_AC1_40A_AUX4NO_COIL220VDC |  |  | 8450 | INR | 2025-07-15 | Schneider WEF 15-Jul-2025 | Switching _All_WEF 15th Jul 25.pdf | 22 | Power Contactors LC1E (4 Pole AC Control) | LC1E18004IN | Switching _All_WEF 15th Jul 25.pdf ¦ Page 22 ¦ Table-4: 4P AC & DC Control | ACTIVE | OK
Motor Control | Contactor | Contactor | CONTACTOR¦POWER_CONTACTOR | Power Contactor | CONT_POW_4P_AC1_40A_AUX2NO+2NC_COIL24VDC | Power Contactor – 4P ¦ AC1 40A ¦ Coil 24VDC ¦ Aux 2NO+2NC | CONT_POW_4P_AC1_40A_AUX2NO+2NC_COIL24VDC | Power Contactor – 4P ¦ AC1 40A ¦ Coil 24VDC ¦ Aux 2NO+2NC | Power Contactor – 4P ¦ AC1 40A ¦ Coil 24VDC ¦ Aux 2NO+2NC |  | FRAME-1 | [7 empty] | SYSTEM_VOLTAGE_V | 415 | V | MOTOR_KW |  | kW | MOTOR_HP |  | HP | [15 empty] | POLES | 4P |  | DUTY_TYPE | AC1 |  | COIL | 24VDC |  | AUX_CONTACTS | 4NO | [13 empty] | 4P | AC1 | 40 | A | AC | 24 | V | 2NO+2NC | [8 empty] | Schneider | Easy TeSys | LC1D | LC1D258BD | 2 | CONT_POW_4P_AC1_40A_AUX2NO+2NC_COIL24VDC |  |  | 11140 | INR | 2025-07-15 | Schneider WEF 15-Jul-2025 | Switching _All_WEF 15th Jul 25.pdf | 22 | Power Contactors LC1E (4 Pole AC Control) | LC1E18004IN | Switching _All_WEF 15th Jul 25.pdf ¦ Page 22 ¦ Table-4: 4P AC & DC Control | ACTIVE | OK
Motor Control | Contactor | Contactor | CONTACTOR¦POWER_CONTACTOR | Power Contactor | CONT_POW_4P_AC1_40A_AUX2NO+2NC_COIL110VDC | Power Contactor – 4P ¦ AC1 40A ¦ Coil 110VDC ¦ Aux 2NO+2NC | CONT_POW_4P_AC1_40A_AUX2NO+2NC_COIL110VDC | Power Contactor – 4P ¦ AC1 40A ¦ Coil 110VDC ¦ Aux 2NO+2NC | Power Contactor – 4P ¦ AC1 40A ¦ Coil 110VDC ¦ Aux 2NO+2NC |  | FRAME-1 | [7 empty] | SYSTEM_VOLTAGE_V | 415 | V | MOTOR_KW |  | kW | MOTOR_HP |  | HP | [15 empty] | POLES | 4P |  | DUTY_TYPE | AC1 |  | COIL | 110VDC |  | AUX_CONTACTS | 4NO | [13 empty] | 4P | AC1 | 40 | A | AC | 110 | V | 2NO+2NC | [8 empty] | Schneider | Easy TeSys | LC1D | LC1D258FD | 2 | CONT_POW_4P_AC1_40A_AUX2NO+2NC_COIL110VDC |  |  | 11140 | INR | 2025-07-15 | Schneider WEF 15-Jul-2025 | Switching _All_WEF 15th Jul 25.pdf | 22 | Power Contactors LC1E (4 Pole AC Control) | LC1E18004IN | Switching _All_WEF 15th Jul 25.pdf ¦ Page 22 ¦ Table-4: 4P AC & DC Control | ACTIVE | OK
Motor Control | Contactor | Contactor | CONTACTOR¦POWER_CONTACTOR | Power Contactor | CONT_POW_4P_AC1_40A_AUX2NO+2NC_COIL220VDC | Power Contactor – 4P ¦ AC1 40A ¦ Coil 220VDC ¦ Aux 2NO+2NC | CONT_POW_4P_AC1_40A_AUX2NO+2NC_COIL220VDC | Power Contactor – 4P ¦ AC1 40A ¦ Coil 220VDC ¦ Aux 2NO+2NC | Power Contactor – 4P ¦ AC1 40A ¦ Coil 220VDC ¦ Aux 2NO+2NC |  | FRAME-1 | [7 empty] | SYSTEM_VOLTAGE_V | 415 | V | MOTOR_KW |  | kW | MOTOR_HP |  | HP | [15 empty] | POLES | 4P |  | DUTY_TYPE | AC1 |  | COIL | 220VDC |  | AUX_CONTACTS | 4NO | [13 empty] | 4P | AC1 | 40 | A | AC | 220 | V | 2NO+2NC | [8 empty] | Schneider | Easy TeSys | LC1D | LC1D258MD | 2 | CONT_POW_4P_AC1_40A_AUX2NO+2NC_COIL220VDC |  |  | 11140 | INR | 2025-07-15 | Schneider WEF 15-Jul-2025 | Switching _All_WEF 15th Jul 25.pdf | 22 | Power Contactors LC1E (4 Pole AC Control) | LC1E18004IN | Switching _All_WEF 15th Jul 25.pdf ¦ Page 22 ¦ Table-4: 4P AC & DC Control | ACTIVE | OK
Motor Control | Contactor | Contactor | CONTACTOR¦POWER_CONTACTOR | Power Contactor | CONT_POW_4P_AC1_60A_AUX4NO_COIL24VDC | Power Contactor – 4P ¦ AC1 60A ¦ Coil 24VDC ¦ Aux 4NO | CONT_POW_4P_AC1_60A_AUX4NO_COIL24VDC | Power Contactor – 4P ¦ AC1 60A ¦ Coil 24VDC ¦ Aux 4NO | Power Contactor – 4P ¦ AC1 60A ¦ Coil 24VDC ¦ Aux 4NO |  | FRAME-1 | [7 empty] | SYSTEM_VOLTAGE_V | 415 | V | MOTOR_KW |  | kW | MOTOR_HP |  | HP | [15 empty] | POLES | 4P |  | DUTY_TYPE | AC1 |  | COIL | 24VDC |  | AUX_CONTACTS | 4NO | [13 empty] | 4P | AC1 | 60 | A | AC | 24 | V | 4NO | [8 empty] | Schneider | Easy TeSys | LC1D | LC1DT60ABD | 2 | CONT_POW_4P_AC1_60A_AUX4NO_COIL24VDC |  |  | 16910 | INR | 2025-07-15 | Schneider WEF 15-Jul-2025 | Switching _All_WEF 15th Jul 25.pdf | 22 | Power Contactors LC1E (4 Pole AC Control) | LC1E09004IN | Switching _All_WEF 15th Jul 25.pdf ¦ Page 22 ¦ Table-4: 4P AC & DC Control | ACTIVE | OK
Motor Control | Contactor | Contactor | CONTACTOR¦POWER_CONTACTOR | Power Contactor | CONT_POW_4P_AC1_60A_AUX4NO_COIL110VDC | Power Contactor – 4P ¦ AC1 60A ¦ Coil 110VDC ¦ Aux 4NO | CONT_POW_4P_AC1_60A_AUX4NO_COIL110VDC | Power Contactor – 4P ¦ AC1 60A ¦ Coil 110VDC ¦ Aux 4NO | Power Contactor – 4P ¦ AC1 60A ¦ Coil 110VDC ¦ Aux 4NO |  | FRAME-1 | [7 empty] | SYSTEM_VOLTAGE_V | 415 | V | MOTOR_KW |  | kW | MOTOR_HP |  | HP | [15 empty] | POLES | 4P |  | DUTY_TYPE | AC1 |  | COIL | 110VDC |  | AUX_CONTACTS | 4NO | [13 empty] | 4P | AC1 | 60 | A | AC | 110 | V | 4NO | [8 empty] | Schneider | Easy TeSys | LC1D | LC1DT60AFD | 2 | CONT_POW_4P_AC1_60A_AUX4NO_COIL110VDC |  |  | 20260 | INR | 2025-07-15 | Schneider WEF 15-Jul-2025 | Switching _All_WEF 15th Jul 25.pdf | 22 | Power Contactors LC1E (4 Pole AC Control) | LC1E09004IN | Switching _All_WEF 15th Jul 25.pdf ¦ Page 22 ¦ Table-4: 4P AC & DC Control | ACTIVE | OK
Motor Control | Contactor | Contactor | CONTACTOR¦POWER_CONTACTOR | Power Contactor | CONT_POW_4P_AC1_60A_AUX4NO_COIL220VDC | Power Contactor – 4P ¦ AC1 60A ¦ Coil 220VDC ¦ Aux 4NO | CONT_POW_4P_AC1_60A_AUX4NO_COIL220VDC | Power Contactor – 4P ¦ AC1 60A ¦ Coil 220VDC ¦ Aux 4NO | Power Contactor – 4P ¦ AC1 60A ¦ Coil 220VDC ¦ Aux 4NO |  | FRAME-1 | [7 empty] | SYSTEM_VOLTAGE_V | 415 | V | MOTOR_KW |  | kW | MOTOR_HP |  | HP | [15 empty] | POLES | 4P |  | DUTY_TYPE | AC1 |  | COIL | 220VDC |  | AUX_CONTACTS | 4NO | [13 empty] | 4P | AC1 | 60 | A | AC | 220 | V | 4NO | [8 empty] | Schneider | Easy TeSys | LC1D | LC1DT60AMD | 2 | CONT_POW_4P_AC1_60A_AUX4NO_COIL220VDC |  |  | 20260 | INR | 2025-07-15 | Schneider WEF 15-Jul-2025 | Switching _All_WEF 15th Jul 25.pdf | 22 | Power Contactors LC1E (4 Pole AC Control) | LC1E09004IN | Switching _All_WEF 15th Jul 25.pdf ¦ Page 22 ¦ Table-4: 4P AC & DC Control | ACTIVE | OK
Motor Control | Contactor | Contactor | CONTACTOR¦POWER_CONTACTOR | Power Contactor | CONT_POW_4P_AC1_60A_AUX2NO+2NC_COIL24VDC | Power Contactor – 4P ¦ AC1 60A ¦ Coil 24VDC ¦ Aux 2NO+2NC | CONT_POW_4P_AC1_60A_AUX2NO+2NC_COIL24VDC | Power Contactor – 4P ¦ AC1 60A ¦ Coil 24VDC ¦ Aux 2NO+2NC | Power Contactor – 4P ¦ AC1 60A ¦ Coil 24VDC ¦ Aux 2NO+2NC |  | FRAME-1 | [7 empty] | SYSTEM_VOLTAGE_V | 415 | V | MOTOR_KW |  | kW | MOTOR_HP |  | HP | [15 empty] | POLES | 4P |  | DUTY_TYPE | AC1 |  | COIL | 24VDC |  | AUX_CONTACTS | 4NO | [13 empty] | 4P | AC1 | 60 | A | AC | 24 | V | 2NO+2NC | [8 empty] | Schneider | Easy TeSys | LC1D | LP1D40008BD | 2 | CONT_POW_4P_AC1_60A_AUX2NO+2NC_COIL24VDC |  |  | 22220 | INR | 2025-07-15 | Schneider WEF 15-Jul-2025 | Switching _All_WEF 15th Jul 25.pdf | 22 | Power Contactors LC1E (4 Pole AC Control) | LC1E09004IN | Switching _All_WEF 15th Jul 25.pdf ¦ Page 22 ¦ Table-4: 4P AC & DC Control | ACTIVE | OK
Motor Control | Contactor | Contactor | CONTACTOR¦POWER_CONTACTOR | Power Contactor | CONT_POW_4P_AC1_60A_AUX2NO+2NC_COIL110VDC | Power Contactor – 4P ¦ AC1 60A ¦ Coil 110VDC ¦ Aux 2NO+2NC | CONT_POW_4P_AC1_60A_AUX2NO+2NC_COIL110VDC | Power Contactor – 4P ¦ AC1 60A ¦ Coil 110VDC ¦ Aux 2NO+2NC | Power Contactor – 4P ¦ AC1 60A ¦ Coil 110VDC ¦ Aux 2NO+2NC |  | FRAME-1 | [7 empty] | SYSTEM_VOLTAGE_V | 415 | V | MOTOR_KW |  | kW | MOTOR_HP |  | HP | [15 empty] | POLES | 4P |  | DUTY_TYPE | AC1 |  | COIL | 110VDC |  | AUX_CONTACTS | 4NO | [13 empty] | 4P | AC1 | 60 | A | AC | 110 | V | 2NO+2NC | [8 empty] | Schneider | Easy TeSys | LC1D | LP1D40008FD | 2 | CONT_POW_4P_AC1_60A_AUX2NO+2NC_COIL110VDC |  |  | 26630 | INR | 2025-07-15 | Schneider WEF 15-Jul-2025 | Switching _All_WEF 15th Jul 25.pdf | 22 | Power Contactors LC1E (4 Pole AC Control) | LC1E09004IN | Switching _All_WEF 15th Jul 25.pdf ¦ Page 22 ¦ Table-4: 4P AC & DC Control | ACTIVE | OK
Motor Control | Contactor | Contactor | CONTACTOR¦POWER_CONTACTOR | Power Contactor | CONT_POW_4P_AC1_60A_AUX2NO+2NC_COIL220VDC | Power Contactor – 4P ¦ AC1 60A ¦ Coil 220VDC ¦ Aux 2NO+2NC | CONT_POW_4P_AC1_60A_AUX2NO+2NC_COIL220VDC | Power Contactor – 4P ¦ AC1 60A ¦ Coil 220VDC ¦ Aux 2NO+2NC | Power Contactor – 4P ¦ AC1 60A ¦ Coil 220VDC ¦ Aux 2NO+2NC |  | FRAME-1 | [7 empty] | SYSTEM_VOLTAGE_V | 415 | V | MOTOR_KW |  | kW | MOTOR_HP |  | HP | [15 empty] | POLES | 4P |  | DUTY_TYPE | AC1 |  | COIL | 220VDC |  | AUX_CONTACTS | 4NO | [13 empty] | 4P | AC1 | 60 | A | AC | 220 | V | 2NO+2NC | [8 empty] | Schneider | Easy TeSys | LC1D | LP1D40008MD | 2 | CONT_POW_4P_AC1_60A_AUX2NO+2NC_COIL220VDC |  |  | 22220 | INR | 2025-07-15 | Schneider WEF 15-Jul-2025 | Switching _All_WEF 15th Jul 25.pdf | 22 | Power Contactors LC1E (4 Pole AC Control) | LC1E09004IN | Switching _All_WEF 15th Jul 25.pdf ¦ Page 22 ¦ Table-4: 4P AC & DC Control | ACTIVE | OK
Motor Control | Contactor | Contactor | CONTACTOR¦POWER_CONTACTOR | Power Contactor | CONT_POW_4P_AC1_80A_AUX4NO_COIL24VDC | Power Contactor – 4P ¦ AC1 80A ¦ Coil 24VDC ¦ Aux 4NO | CONT_POW_4P_AC1_80A_AUX4NO_COIL24VDC | Power Contactor – 4P ¦ AC1 80A ¦ Coil 24VDC ¦ Aux 4NO | Power Contactor – 4P ¦ AC1 80A ¦ Coil 24VDC ¦ Aux 4NO |  | FRAME-1 | [7 empty] | SYSTEM_VOLTAGE_V | 415 | V | MOTOR_KW |  | kW | MOTOR_HP |  | HP | [15 empty] | POLES | 4P |  | DUTY_TYPE | AC1 |  | COIL | 24VDC |  | AUX_CONTACTS | 4NO | [13 empty] | 4P | AC1 | 80 | A | AC | 24 | V | 4NO | [8 empty] | Schneider | Easy TeSys | LC1D | LC1DT80ABD | 2 | CONT_POW_4P_AC1_80A_AUX4NO_COIL24VDC |  |  | 25225 | INR | 2025-07-15 | Schneider WEF 15-Jul-2025 | Switching _All_WEF 15th Jul 25.pdf | 22 | Power Contactors LC1E (4 Pole AC Control) | LC1E09004IN | Switching _All_WEF 15th Jul 25.pdf ¦ Page 22 ¦ Table-4: 4P AC & DC Control | ACTIVE | OK
Motor Control | Contactor | Contactor | CONTACTOR¦POWER_CONTACTOR | Power Contactor | CONT_POW_4P_AC1_80A_AUX4NO_COIL110VDC | Power Contactor – 4P ¦ AC1 80A ¦ Coil 110VDC ¦ Aux 4NO | CONT_POW_4P_AC1_80A_AUX4NO_COIL110VDC | Power Contactor – 4P ¦ AC1 80A ¦ Coil 110VDC ¦ Aux 4NO | Power Contactor – 4P ¦ AC1 80A ¦ Coil 110VDC ¦ Aux 4NO |  | FRAME-1 | [7 empty] | SYSTEM_VOLTAGE_V | 415 | V | MOTOR_KW |  | kW | MOTOR_HP |  | HP | [15 empty] | POLES | 4P |  | DUTY_TYPE | AC1 |  | COIL | 110VDC |  | AUX_CONTACTS | 4NO | [13 empty] | 4P | AC1 | 80 | A | AC | 110 | V | 4NO | [8 empty] | Schneider | Easy TeSys | LC1D | LC1DT80AFD | 2 | CONT_POW_4P_AC1_80A_AUX4NO_COIL110VDC |  |  | 25225 | INR | 2025-07-15 | Schneider WEF 15-Jul-2025 | Switching _All_WEF 15th Jul 25.pdf | 22 | Power Contactors LC1E (4 Pole AC Control) | LC1E09004IN | Switching _All_WEF 15th Jul 25.pdf ¦ Page 22 ¦ Table-4: 4P AC & DC Control | ACTIVE | OK
Motor Control | Contactor | Contactor | CONTACTOR¦POWER_CONTACTOR | Power Contactor | CONT_POW_4P_AC1_80A_AUX2NO+2NC_COIL24VDC | Power Contactor – 4P ¦ AC1 80A ¦ Coil 24VDC ¦ Aux 2NO+2NC | CONT_POW_4P_AC1_80A_AUX2NO+2NC_COIL24VDC | Power Contactor – 4P ¦ AC1 80A ¦ Coil 24VDC ¦ Aux 2NO+2NC | Power Contactor – 4P ¦ AC1 80A ¦ Coil 24VDC ¦ Aux 2NO+2NC |  | FRAME-1 | [7 empty] | SYSTEM_VOLTAGE_V | 415 | V | MOTOR_KW |  | kW | MOTOR_HP |  | HP | [15 empty] | POLES | 4P |  | DUTY_TYPE | AC1 |  | COIL | 24VDC |  | AUX_CONTACTS | 4NO | [13 empty] | 4P | AC1 | 80 | A | AC | 24 | V | 2NO+2NC | [8 empty] | Schneider | Easy TeSys | LC1D | LP1D65008BD | 2 | CONT_POW_4P_AC1_80A_AUX2NO+2NC_COIL24VDC |  |  | 29875 | INR | 2025-07-15 | Schneider WEF 15-Jul-2025 | Switching _All_WEF 15th Jul 25.pdf | 22 | Power Contactors LC1E (4 Pole AC Control) | LC1E09004IN | Switching _All_WEF 15th Jul 25.pdf ¦ Page 22 ¦ Table-4: 4P AC & DC Control | ACTIVE | OK
Motor Control | Contactor | Contactor | CONTACTOR¦POWER_CONTACTOR | Power Contactor | CONT_POW_4P_AC1_80A_AUX2NO+2NC_COIL110VDC | Power Contactor – 4P ¦ AC1 80A ¦ Coil 110VDC ¦ Aux 2NO+2NC | CONT_POW_4P_AC1_80A_AUX2NO+2NC_COIL110VDC | Power Contactor – 4P ¦ AC1 80A ¦ Coil 110VDC ¦ Aux 2NO+2NC | Power Contactor – 4P ¦ AC1 80A ¦ Coil 110VDC ¦ Aux 2NO+2NC |  | FRAME-1 | [7 empty] | SYSTEM_VOLTAGE_V | 415 | V | MOTOR_KW |  | kW | MOTOR_HP |  | HP | [15 empty] | POLES | 4P |  | DUTY_TYPE | AC1 |  | COIL | 110VDC |  | AUX_CONTACTS | 4NO | [13 empty] | 4P | AC1 | 80 | A | AC | 110 | V | 2NO+2NC | [8 empty] | Schneider | Easy TeSys | LC1D | LP1D65008FD | 2 | CONT_POW_4P_AC1_80A_AUX2NO+2NC_COIL110VDC |  |  | 29875 | INR | 2025-07-15 | Schneider WEF 15-Jul-2025 | Switching _All_WEF 15th Jul 25.pdf | 22 | Power Contactors LC1E (4 Pole AC Control) | LC1E09004IN | Switching _All_WEF 15th Jul 25.pdf ¦ Page 22 ¦ Table-4: 4P AC & DC Control | ACTIVE | OK
Motor Control | Contactor | Contactor | CONTACTOR¦POWER_CONTACTOR | Power Contactor | CONT_POW_4P_AC1_125A_AUX4NO_COIL24VDC | Power Contactor – 4P ¦ AC1 125A ¦ Coil 24VDC ¦ Aux 4NO | CONT_POW_4P_AC1_125A_AUX4NO_COIL24VDC | Power Contactor – 4P ¦ AC1 125A ¦ Coil 24VDC ¦ Aux 4NO | Power Contactor – 4P ¦ AC1 125A ¦ Coil 24VDC ¦ Aux 4NO |  | FRAME-4 | [7 empty] | SYSTEM_VOLTAGE_V | 415 | V | MOTOR_KW |  | kW | MOTOR_HP |  | HP | [15 empty] | POLES | 4P |  | DUTY_TYPE | AC1 |  | COIL | 24VDC |  | AUX_CONTACTS | 4NO | [13 empty] | 4P | AC1 | 125 | A | AC | 24 | V | 4NO | [8 empty] | Schneider | Easy TeSys | LC1D | LP1D80004BD | 2 | CONT_POW_4P_AC1_125A_AUX4NO_COIL24VDC |  |  | 32360 | INR | 2025-07-15 | Schneider WEF 15-Jul-2025 | Switching _All_WEF 15th Jul 25.pdf | 22 | Power Contactors LC1E (4 Pole AC Control) | LC1E80004IN | Switching _All_WEF 15th Jul 25.pdf ¦ Page 22 ¦ Table-4: 4P AC & DC Control | ACTIVE | OK
Motor Control | Contactor | Contactor | CONTACTOR¦POWER_CONTACTOR | Power Contactor | CONT_POW_4P_AC1_125A_AUX4NO_COIL110VDC | Power Contactor – 4P ¦ AC1 125A ¦ Coil 110VDC ¦ Aux 4NO | CONT_POW_4P_AC1_125A_AUX4NO_COIL110VDC | Power Contactor – 4P ¦ AC1 125A ¦ Coil 110VDC ¦ Aux 4NO | Power Contactor – 4P ¦ AC1 125A ¦ Coil 110VDC ¦ Aux 4NO |  | FRAME-4 | [7 empty] | SYSTEM_VOLTAGE_V | 415 | V | MOTOR_KW |  | kW | MOTOR_HP |  | HP | [15 empty] | POLES | 4P |  | DUTY_TYPE | AC1 |  | COIL | 110VDC |  | AUX_CONTACTS | 4NO | [13 empty] | 4P | AC1 | 125 | A | AC | 110 | V | 4NO | [8 empty] | Schneider | Easy TeSys | LC1D | LP1D80004FD | 2 | CONT_POW_4P_AC1_125A_AUX4NO_COIL110VDC |  |  | 38770 | INR | 2025-07-15 | Schneider WEF 15-Jul-2025 | Switching _All_WEF 15th Jul 25.pdf | 22 | Power Contactors LC1E (4 Pole AC Control) | LC1E80004IN | Switching _All_WEF 15th Jul 25.pdf ¦ Page 22 ¦ Table-4: 4P AC & DC Control | ACTIVE | OK
Motor Control | Contactor | Contactor | CONTACTOR¦POWER_CONTACTOR | Power Contactor | CONT_POW_4P_AC1_125A_AUX2NO+2NC_COIL24VDC | Power Contactor – 4P ¦ AC1 125A ¦ Coil 24VDC ¦ Aux 2NO+2NC | CONT_POW_4P_AC1_125A_AUX2NO+2NC_COIL24VDC | Power Contactor – 4P ¦ AC1 125A ¦ Coil 24VDC ¦ Aux 2NO+2NC | Power Contactor – 4P ¦ AC1 125A ¦ Coil 24VDC ¦ Aux 2NO+2NC |  | FRAME-4 | [7 empty] | SYSTEM_VOLTAGE_V | 415 | V | MOTOR_KW |  | kW | MOTOR_HP |  | HP | [15 empty] | POLES | 4P |  | DUTY_TYPE | AC1 |  | COIL | 24VDC |  | AUX_CONTACTS | 4NO | [13 empty] | 4P | AC1 | 125 | A | AC | 24 | V | 2NO+2NC | [8 empty] | Schneider | Easy TeSys | LC1D | LP1D80008BD | 2 | CONT_POW_4P_AC1_125A_AUX2NO+2NC_COIL24VDC |  |  | 37335 | INR | 2025-07-15 | Schneider WEF 15-Jul-2025 | Switching _All_WEF 15th Jul 25.pdf | 22 | Power Contactors LC1E (4 Pole AC Control) | LC1E80004IN | Switching _All_WEF 15th Jul 25.pdf ¦ Page 22 ¦ Table-4: 4P AC & DC Control | ACTIVE | OK
Motor Control | Contactor | Contactor | CONTACTOR¦POWER_CONTACTOR | Power Contactor | CONT_POW_4P_AC1_125A_AUX2NO+2NC_COIL110VDC | Power Contactor – 4P ¦ AC1 125A ¦ Coil 110VDC ¦ Aux 2NO+2NC | CONT_POW_4P_AC1_125A_AUX2NO+2NC_COIL110VDC | Power Contactor – 4P ¦ AC1 125A ¦ Coil 110VDC ¦ Aux 2NO+2NC | Power Contactor – 4P ¦ AC1 125A ¦ Coil 110VDC ¦ Aux 2NO+2NC |  | FRAME-4 | [7 empty] | SYSTEM_VOLTAGE_V | 415 | V | MOTOR_KW |  | kW | MOTOR_HP |  | HP | [15 empty] | POLES | 4P |  | DUTY_TYPE | AC1 |  | COIL | 110VDC |  | AUX_CONTACTS | 4NO | [13 empty] | 4P | AC1 | 125 | A | AC | 110 | V | 2NO+2NC | [8 empty] | Schneider | Easy TeSys | LC1D | LP1D80008FD | 2 | CONT_POW_4P_AC1_125A_AUX2NO+2NC_COIL110VDC |  |  | 44730 | INR | 2025-07-15 | Schneider WEF 15-Jul-2025 | Switching _All_WEF 15th Jul 25.pdf | 22 | Power Contactors LC1E (4 Pole AC Control) | LC1E80004IN | Switching _All_WEF 15th Jul 25.pdf ¦ Page 22 ¦ Table-4: 4P AC & DC Control | ACTIVE | OK
Motor Control | Contactor | Contactor | CONTACTOR¦POWER_CONTACTOR | Power Contactor | CONT_POW_4P_AC1_125A_AUX2NO+2NC_COIL220VDC | Power Contactor – 4P ¦ AC1 125A ¦ Coil 220VDC ¦ Aux 2NO+2NC | CONT_POW_4P_AC1_125A_AUX2NO+2NC_COIL220VDC | Power Contactor – 4P ¦ AC1 125A ¦ Coil 220VDC ¦ Aux 2NO+2NC | Power Contactor – 4P ¦ AC1 125A ¦ Coil 220VDC ¦ Aux 2NO+2NC |  | FRAME-4 | [7 empty] | SYSTEM_VOLTAGE_V | 415 | V | MOTOR_KW |  | kW | MOTOR_HP |  | HP | [15 empty] | POLES | 4P |  | DUTY_TYPE | AC1 |  | COIL | 220VDC |  | AUX_CONTACTS | 4NO | [13 empty] | 4P | AC1 | 125 | A | AC | 220 | V | 2NO+2NC | [8 empty] | Schneider | Easy TeSys | LC1D | LP1D80008MD | 2 | CONT_POW_4P_AC1_125A_AUX2NO+2NC_COIL220VDC |  |  | 37335 | INR | 2025-07-15 | Schneider WEF 15-Jul-2025 | Switching _All_WEF 15th Jul 25.pdf | 22 | Power Contactors LC1E (4 Pole AC Control) | LC1E80004IN | Switching _All_WEF 15th Jul 25.pdf ¦ Page 22 ¦ Table-4: 4P AC & DC Control | ACTIVE | OK
Motor Control | Contactor | Contactor | CONTACTOR¦POWER_CONTACTOR | Power Contactor | CONT_POW_4P_AC1_250A_AUX4NO_COIL24VDC | Power Contactor – 4P ¦ AC1 250A ¦ Coil 24VDC ¦ Aux 4NO | CONT_POW_4P_AC1_250A_AUX4NO_COIL24VDC | Power Contactor – 4P ¦ AC1 250A ¦ Coil 24VDC ¦ Aux 4NO | Power Contactor – 4P ¦ AC1 250A ¦ Coil 24VDC ¦ Aux 4NO |  | FRAME-4 | [7 empty] | SYSTEM_VOLTAGE_V | 415 | V | MOTOR_KW |  | kW | MOTOR_HP |  | HP | [15 empty] | POLES | 4P |  | DUTY_TYPE | AC1 |  | COIL | 24VDC |  | AUX_CONTACTS | 4NO | [13 empty] | 4P | AC1 | 250 | A | AC | 24 | V | 4NO | [8 empty] | Schneider | Easy TeSys | LC1D | LC1D1150046BD | 2 | CONT_POW_4P_AC1_250A_AUX4NO_COIL24VDC |  |  | 47920 | INR | 2025-07-15 | Schneider WEF 15-Jul-2025 | Switching _All_WEF 15th Jul 25.pdf | 22 | Power Contactors LC1E (4 Pole AC Control) | LC1E80004IN | Switching _All_WEF 15th Jul 25.pdf ¦ Page 22 ¦ Table-4: 4P AC & DC Control | ACTIVE | OK
Motor Control | Contactor | Contactor | CONTACTOR¦POWER_CONTACTOR | Power Contactor | CONT_POW_4P_AC1_250A_AUX4NO_COIL110VDC | Power Contactor – 4P ¦ AC1 250A ¦ Coil 110VDC ¦ Aux 4NO | CONT_POW_4P_AC1_250A_AUX4NO_COIL110VDC | Power Contactor – 4P ¦ AC1 250A ¦ Coil 110VDC ¦ Aux 4NO | Power Contactor – 4P ¦ AC1 250A ¦ Coil 110VDC ¦ Aux 4NO |  | FRAME-4 | [7 empty] | SYSTEM_VOLTAGE_V | 415 | V | MOTOR_KW |  | kW | MOTOR_HP |  | HP | [15 empty] | POLES | 4P |  | DUTY_TYPE | AC1 |  | COIL | 110VDC |  | AUX_CONTACTS | 4NO | [13 empty] | 4P | AC1 | 250 | A | AC | 110 | V | 4NO | [8 empty] | Schneider | Easy TeSys | LC1D | LC1D1150046FD | 2 | CONT_POW_4P_AC1_250A_AUX4NO_COIL110VDC |  |  | 47920 | INR | 2025-07-15 | Schneider WEF 15-Jul-2025 | Switching _All_WEF 15th Jul 25.pdf | 22 | Power Contactors LC1E (4 Pole AC Control) | LC1E80004IN | Switching _All_WEF 15th Jul 25.pdf ¦ Page 22 ¦ Table-4: 4P AC & DC Control | ACTIVE | OK
Motor Control | Contactor | Contactor | CONTACTOR¦POWER_CONTACTOR | Power Contactor | CONT_POW_4P_AC1_250A_AUX4NO_COIL220VAC | Power Contactor – 4P ¦ AC1 250A ¦ Coil 220VAC ¦ Aux 4NO | CONT_POW_4P_AC1_250A_AUX4NO_COIL220VAC | Power Contactor – 4P ¦ AC1 250A ¦ Coil 220VAC ¦ Aux 4NO | Power Contactor – 4P ¦ AC1 250A ¦ Coil 220VAC ¦ Aux 4NO |  | FRAME-4 | [7 empty] | SYSTEM_VOLTAGE_V | 415 | V | MOTOR_KW |  | kW | MOTOR_HP |  | HP | [15 empty] | POLES | 4P |  | DUTY_TYPE | AC1 |  | COIL | 220VAC |  | AUX_CONTACTS | 4NO | [13 empty] | 4P | AC1 | 250 | A | AC | 220 | V | 4NO | [8 empty] | Schneider | Easy TeSys | LC1D | LC1D1150046M7 | 2 | CONT_POW_4P_AC1_250A_AUX4NO_COIL220VAC |  |  | 43135 | INR | 2025-07-15 | Schneider WEF 15-Jul-2025 | Switching _All_WEF 15th Jul 25.pdf | 22 | Power Contactors LC1E (4 Pole AC Control) | LC1E80004IN | Switching _All_WEF 15th Jul 25.pdf ¦ Page 22 ¦ Table-4: 4P AC & DC Control | ACTIVE | OK
Motor Control | Contactor | Contactor | CONTACTOR¦POWER_CONTACTOR | Power Contactor | CONT_POW_3P_DC24_AC1_60A_22kW_30HP_415V_AUX0NO+1NC_COIL110V | Power Contactor – 3P ¦ AC1 60A ¦ 22kW/30HP @415V ¦ Aux 0NO+1NC ¦ Coil 110V AC | CONT_POW_3P_DC24_AC1_60A_22kW_30HP_415V_AUX0NO+1NC_COIL110V | Power Contactor – 3P ¦ AC1 60A ¦ 22kW/30HP @415V ¦ Aux 0NO+1NC ¦ Coil 24VDC | Power Contactor – 3P ¦ AC1 60A ¦ 22kW/30HP @415V ¦ Aux 0NO+1NC ¦ Coil 24VDC |  | FRAME-1 | [7 empty] | SYSTEM_VOLTAGE_V | 415 | V | MOTOR_KW | 22 | kW | MOTOR_HP | 30 | HP | [15 empty] | POLES | 3P |  | DUTY_TYPE | AC1 |  | COIL | 24VDC |  | AUX_CONTACTS | 0NO+1NC | [13 empty] | 3P | AC1 | 60 | A | AC | 24 | V | 0NO+1NC | [8 empty] | Schneider | Easy TeSys | LC1D | LC1D40ABD | 2 | CONT_POW_3P_DC24_AC1_60A_22kW_30HP_415V_AUX0NO+1NC_COIL110V |  |  | 17135 | INR | 2025-07-15 | Schneider WEF 15-Jul-2025 | Switching _All_WEF 15th Jul 25.pdf | 22 | Power Contactors LC1E (3 Pole AC Control) | LC1E1201 | Switching _All_WEF 15th Jul 25.pdf ¦ Page 22 ¦ Table-1: 3P DC Control (BD/FD/MD) ¦ LC1D40A* BD only | ACTIVE | OK
Motor Control | Contactor | Contactor | CONTACTOR¦POWER_CONTACTOR | Power Contactor | CONT_POW_3P_DC24_AC3_40A_22kW_30HP_415V_AUX0NO+1NC_COIL110V | Power Contactor – 3P ¦ AC3 40A ¦ 22kW/30HP @415V ¦ Aux 0NO+1NC ¦ Coil 110V AC | CONT_POW_3P_DC24_AC3_40A_22kW_30HP_415V_AUX0NO+1NC_COIL110V | Power Contactor – 3P ¦ AC3 40A ¦ 22kW/30HP @415V ¦ Aux 0NO+1NC ¦ Coil 24VDC | Power Contactor – 3P ¦ AC3 40A ¦ 22kW/30HP @415V ¦ Aux 0NO+1NC ¦ Coil 24VDC |  | FRAME-1 | [7 empty] | SYSTEM_VOLTAGE_V | 415 | V | MOTOR_KW | 22 | kW | MOTOR_HP | 30 | HP | [15 empty] | POLES | 3P |  | DUTY_TYPE | AC1 |  | COIL | 24VDC |  | AUX_CONTACTS | 0NO+1NC | [13 empty] | 3P | AC3 | 40 | A | AC | 24 | V | 0NO+1NC | [8 empty] | Schneider | Easy TeSys | LC1D | LC1D40ABD | 2 | CONT_POW_3P_DC24_AC3_40A_22kW_30HP_415V_AUX0NO+1NC_COIL110V |  |  | 17135 | INR | 2025-07-15 | Schneider WEF 15-Jul-2025 | Switching _All_WEF 15th Jul 25.pdf | 22 | Power Contactors LC1E (3 Pole AC Control) | LC1E1201 | Switching _All_WEF 15th Jul 25.pdf ¦ Page 22 ¦ Table-1: 3P DC Control (BD/FD/MD) ¦ LC1D40A* BD only | ACTIVE | OK
Motor Control | Contactor | Contactor | CONTACTOR¦POWER_CONTACTOR | Power Contactor | CONT_POW_3P_AC1_25A_4kW_5.5HP_415V_AUX0NO+1NC | Power Contactor – 3P ¦ AC1 25A ¦ 4kW/5.5HP @415V ¦ Aux 0NO+1NC | CONT_POW_3P_AC1_25A_4kW_5.5HP_415V_AUX0NO+1NC | Power Contactor – 3P ¦ AC1 25A ¦ 4kW/5.5HP @415V ¦ Aux 0NO+1NC ¦ Coil 24–60V AC/DC | Power Contactor – 3P ¦ AC1 25A ¦ 4kW/5.5HP @415V ¦ Aux 0NO+1NC ¦ Coil 24–60V AC/DC |  | FRAME-1 | [7 empty] | SYSTEM_VOLTAGE_V | 415 | V | MOTOR_KW | 4 | kW | MOTOR_HP | 5.5 | HP | [15 empty] | POLES | 3P |  | DUTY_TYPE | AC1 |  | COIL | 24-60VAC/DC |  | AUX_CONTACTS | 0NO+1NC | [13 empty] | 3P | AC1 | 25 | A | AC | 24 | AC/DC | 0NO+1NC | [8 empty] | Schneider | Easy TeSys | LC1D | LC1D09BNE | 2 | CONT_POW_3P_AC1_25A_4kW_5.5HP_415V_AUX0NO+1NC |  |  | 4420 | INR | 2025-07-15 | Schneider WEF 15-Jul-2025 | Switching _All_WEF 15th Jul 25.pdf | 26 | Power Contactors LC1E (3 Pole AC Control) | LC1E0601 | Switching _All_WEF 15th Jul 25.pdf ¦ Page 26 ¦ Table-A: Revolutionary Electronic Coil (BNE/EHE/KUE/LSE) | ACTIVE | OK
Motor Control | Contactor | Contactor | CONTACTOR¦POWER_CONTACTOR | Power Contactor | CONT_POW_3P_AC1_25A_4kW_5.5HP_415V_AUX0NO+1NC | Power Contactor – 3P ¦ AC1 25A ¦ 4kW/5.5HP @415V ¦ Aux 0NO+1NC | CONT_POW_3P_AC1_25A_4kW_5.5HP_415V_AUX0NO+1NC | Power Contactor – 3P ¦ AC1 25A ¦ 4kW/5.5HP @415V ¦ Aux 0NO+1NC ¦ Coil 48–130V AC/DC | Power Contactor – 3P ¦ AC1 25A ¦ 4kW/5.5HP @415V ¦ Aux 0NO+1NC ¦ Coil 48–130V AC/DC |  | FRAME-1 | [7 empty] | SYSTEM_VOLTAGE_V | 415 | V | MOTOR_KW | 4 | kW | MOTOR_HP | 5.5 | HP | [15 empty] | POLES | 3P |  | DUTY_TYPE | AC1 |  | COIL | 48-130VAC/DC |  | AUX_CONTACTS | 0NO+1NC | [13 empty] | 3P | AC1 | 25 | A | AC | 48 | AC/DC | 0NO+1NC | [8 empty] | Schneider | Easy TeSys | LC1D | LC1D09EHE | 2 | CONT_POW_3P_AC1_25A_4kW_5.5HP_415V_AUX0NO+1NC |  |  | 4420 | INR | 2025-07-15 | Schneider WEF 15-Jul-2025 | Switching _All_WEF 15th Jul 25.pdf | 26 | Power Contactors LC1E (3 Pole AC Control) | LC1E0601 | Switching _All_WEF 15th Jul 25.pdf ¦ Page 26 ¦ Table-A: Revolutionary Electronic Coil (BNE/EHE/KUE/LSE) | ACTIVE | OK
Motor Control | Contactor | Contactor | CONTACTOR¦POWER_CONTACTOR | Power Contactor | CONT_POW_3P_AC1_25A_4kW_5.5HP_415V_AUX0NO+1NC | Power Contactor – 3P ¦ AC1 25A ¦ 4kW/5.5HP @415V ¦ Aux 0NO+1NC | CONT_POW_3P_AC1_25A_4kW_5.5HP_415V_AUX0NO+1NC | Power Contactor – 3P ¦ AC1 25A ¦ 4kW/5.5HP @415V ¦ Aux 0NO+1NC ¦ Coil 100–250V AC/DC | Power Contactor – 3P ¦ AC1 25A ¦ 4kW/5.5HP @415V ¦ Aux 0NO+1NC ¦ Coil 100–250V AC/DC |  | FRAME-1 | [7 empty] | SYSTEM_VOLTAGE_V | 415 | V | MOTOR_KW | 4 | kW | MOTOR_HP | 5.5 | HP | [15 empty] | POLES | 3P |  | DUTY_TYPE | AC1 |  | COIL | 100-250VAC/DC |  | AUX_CONTACTS | 0NO+1NC | [13 empty] | 3P | AC1 | 25 | A | AC | 100 | AC/DC | 0NO+1NC | [8 empty] | Schneider | Easy TeSys | LC1D | LC1D09KUE | 2 | CONT_POW_3P_AC1_25A_4kW_5.5HP_415V_AUX0NO+1NC |  |  | 4420 | INR | 2025-07-15 | Schneider WEF 15-Jul-2025 | Switching _All_WEF 15th Jul 25.pdf | 26 | Power Contactors LC1E (3 Pole AC Control) | LC1E0601 | Switching _All_WEF 15th Jul 25.pdf ¦ Page 26 ¦ Table-A: Revolutionary Electronic Coil (BNE/EHE/KUE/LSE) | ACTIVE | OK
Motor Control | Contactor | Contactor | CONTACTOR¦POWER_CONTACTOR | Power Contactor | CONT_POW_3P_AC3_9A_4kW_5.5HP_415V_AUX0NO+1NC | Power Contactor – 3P ¦ AC3 9A ¦ 4kW/5.5HP @415V ¦ Aux 0NO+1NC | CONT_POW_3P_AC3_9A_4kW_5.5HP_415V_AUX0NO+1NC | Power Contactor – 3P ¦ AC3 9A ¦ 4kW/5.5HP @415V ¦ Aux 0NO+1NC ¦ Coil 24–60V AC/DC | Power Contactor – 3P ¦ AC3 9A ¦ 4kW/5.5HP @415V ¦ Aux 0NO+1NC ¦ Coil 24–60V AC/DC |  | FRAME-1 | [7 empty] | SYSTEM_VOLTAGE_V | 415 | V | MOTOR_KW | 4 | kW | MOTOR_HP | 5.5 | HP | [15 empty] | POLES | 3P |  | DUTY_TYPE | AC1 |  | COIL | 24-60VAC/DC |  | AUX_CONTACTS | 0NO+1NC | [13 empty] | 3P | AC3 | 9 | A | AC | 24 | AC/DC | 0NO+1NC | [8 empty] | Schneider | Easy TeSys | LC1D | LC1D09BNE | 2 | CONT_POW_3P_AC3_9A_4kW_5.5HP_415V_AUX0NO+1NC |  |  | 4420 | INR | 2025-07-15 | Schneider WEF 15-Jul-2025 | Switching _All_WEF 15th Jul 25.pdf | 26 | Power Contactors LC1E (3 Pole AC Control) | LC1E0601 | Switching _All_WEF 15th Jul 25.pdf ¦ Page 26 ¦ Table-A: Revolutionary Electronic Coil (BNE/EHE/KUE/LSE) | ACTIVE | OK
Motor Control | Contactor | Contactor | CONTACTOR¦POWER_CONTACTOR | Power Contactor | CONT_POW_3P_AC3_9A_4kW_5.5HP_415V_AUX0NO+1NC | Power Contactor – 3P ¦ AC3 9A ¦ 4kW/5.5HP @415V ¦ Aux 0NO+1NC | CONT_POW_3P_AC3_9A_4kW_5.5HP_415V_AUX0NO+1NC | Power Contactor – 3P ¦ AC3 9A ¦ 4kW/5.5HP @415V ¦ Aux 0NO+1NC ¦ Coil 48–130V AC/DC | Power Contactor – 3P ¦ AC3 9A ¦ 4kW/5.5HP @415V ¦ Aux 0NO+1NC ¦ Coil 48–130V AC/DC |  | FRAME-1 | [7 empty] | SYSTEM_VOLTAGE_V | 415 | V | MOTOR_KW | 4 | kW | MOTOR_HP | 5.5 | HP | [15 empty] | POLES | 3P |  | DUTY_TYPE | AC1 |  | COIL | 48-130VAC/DC |  | AUX_CONTACTS | 0NO+1NC | [13 empty] | 3P | AC3 | 9 | A | AC | 48 | AC/DC | 0NO+1NC | [8 empty] | Schneider | Easy TeSys | LC1D | LC1D09EHE | 2 | CONT_POW_3P_AC3_9A_4kW_5.5HP_415V_AUX0NO+1NC |  |  | 4420 | INR | 2025-07-15 | Schneider WEF 15-Jul-2025 | Switching _All_WEF 15th Jul 25.pdf | 26 | Power Contactors LC1E (3 Pole AC Control) | LC1E0601 | Switching _All_WEF 15th Jul 25.pdf ¦ Page 26 ¦ Table-A: Revolutionary Electronic Coil (BNE/EHE/KUE/LSE) | ACTIVE | OK
Motor Control | Contactor | Contactor | CONTACTOR¦POWER_CONTACTOR | Power Contactor | CONT_POW_3P_AC3_9A_4kW_5.5HP_415V_AUX0NO+1NC | Power Contactor – 3P ¦ AC3 9A ¦ 4kW/5.5HP @415V ¦ Aux 0NO+1NC | CONT_POW_3P_AC3_9A_4kW_5.5HP_415V_AUX0NO+1NC | Power Contactor – 3P ¦ AC3 9A ¦ 4kW/5.5HP @415V ¦ Aux 0NO+1NC ¦ Coil 100–250V AC/DC | Power Contactor – 3P ¦ AC3 9A ¦ 4kW/5.5HP @415V ¦ Aux 0NO+1NC ¦ Coil 100–250V AC/DC |  | FRAME-1 | [7 empty] | SYSTEM_VOLTAGE_V | 415 | V | MOTOR_KW | 4 | kW | MOTOR_HP | 5.5 | HP | [15 empty] | POLES | 3P |  | DUTY_TYPE | AC1 |  | COIL | 100-250VAC/DC |  | AUX_CONTACTS | 0NO+1NC | [13 empty] | 3P | AC3 | 9 | A | AC | 100 | AC/DC | 0NO+1NC | [8 empty] | Schneider | Easy TeSys | LC1D | LC1D09KUE | 2 | CONT_POW_3P_AC3_9A_4kW_5.5HP_415V_AUX0NO+1NC |  |  | 4420 | INR | 2025-07-15 | Schneider WEF 15-Jul-2025 | Switching _All_WEF 15th Jul 25.pdf | 26 | Power Contactors LC1E (3 Pole AC Control) | LC1E0601 | Switching _All_WEF 15th Jul 25.pdf ¦ Page 26 ¦ Table-A: Revolutionary Electronic Coil (BNE/EHE/KUE/LSE) | ACTIVE | OK
Motor Control | Contactor | Contactor | CONTACTOR¦POWER_CONTACTOR | Power Contactor | CONT_POW_3P_AC1_25A_5.5kW_7.5HP_415V_AUX0NO+1NC_COIL220V | Power Contactor – 3P ¦ AC1 25A ¦ 5.5kW/7.5HP @415V ¦ Coil 220VAC ¦ Aux 0NO+1NC | CONT_POW_3P_AC1_25A_5.5kW_7.5HP_415V_AUX0NO+1NC_COIL220V | Power Contactor – 3P ¦ AC1 25A ¦ 5.5kW/7.5HP @415V ¦ Aux 0NO+1NC ¦ Coil 24–60V AC/DC | Power Contactor – 3P ¦ AC1 25A ¦ 5.5kW/7.5HP @415V ¦ Aux 0NO+1NC ¦ Coil 24–60V AC/DC |  | FRAME-1 | [7 empty] | SYSTEM_VOLTAGE_V | 415 | V | MOTOR_KW | 5.5 | kW | MOTOR_HP | 7.5 | HP | [15 empty] | POLES | 3P |  | DUTY_TYPE | AC1 |  | COIL | 24-60VAC/DC |  | AUX_CONTACTS | 0NO+1NC | [13 empty] | 3P | AC1 | 25 | A | AC | 24 | AC/DC | 0NO+1NC | [8 empty] | Schneider | Easy TeSys | LC1D | LC1D12BNE | 2 | CONT_POW_3P_AC1_25A_5.5kW_7.5HP_415V_AUX0NO+1NC_COIL220V |  |  | 4580 | INR | 2025-07-15 | Schneider WEF 15-Jul-2025 | Switching _All_WEF 15th Jul 25.pdf | 26 | Power Contactors LC1E (3 Pole AC Control) | LC1E1201 | Switching _All_WEF 15th Jul 25.pdf ¦ Page 26 ¦ Table-A: Revolutionary Electronic Coil (BNE/EHE/KUE/LSE) | ACTIVE | OK
Motor Control | Contactor | Contactor | CONTACTOR¦POWER_CONTACTOR | Power Contactor | CONT_POW_3P_AC1_25A_5.5kW_7.5HP_415V_AUX0NO+1NC_COIL220V | Power Contactor – 3P ¦ AC1 25A ¦ 5.5kW/7.5HP @415V ¦ Coil 220VAC ¦ Aux 0NO+1NC | CONT_POW_3P_AC1_25A_5.5kW_7.5HP_415V_AUX0NO+1NC_COIL220V | Power Contactor – 3P ¦ AC1 25A ¦ 5.5kW/7.5HP @415V ¦ Aux 0NO+1NC ¦ Coil 48–130V AC/DC | Power Contactor – 3P ¦ AC1 25A ¦ 5.5kW/7.5HP @415V ¦ Aux 0NO+1NC ¦ Coil 48–130V AC/DC |  | FRAME-1 | [7 empty] | SYSTEM_VOLTAGE_V | 415 | V | MOTOR_KW | 5.5 | kW | MOTOR_HP | 7.5 | HP | [15 empty] | POLES | 3P |  | DUTY_TYPE | AC1 |  | COIL | 48-130VAC/DC |  | AUX_CONTACTS | 0NO+1NC | [13 empty] | 3P | AC1 | 25 | A | AC | 48 | AC/DC | 0NO+1NC | [8 empty] | Schneider | Easy TeSys | LC1D | LC1D12EHE | 2 | CONT_POW_3P_AC1_25A_5.5kW_7.5HP_415V_AUX0NO+1NC_COIL220V |  |  | 4580 | INR | 2025-07-15 | Schneider WEF 15-Jul-2025 | Switching _All_WEF 15th Jul 25.pdf | 26 | Power Contactors LC1E (3 Pole AC Control) | LC1E1201 | Switching _All_WEF 15th Jul 25.pdf ¦ Page 26 ¦ Table-A: Revolutionary Electronic Coil (BNE/EHE/KUE/LSE) | ACTIVE | OK
Motor Control | Contactor | Contactor | CONTACTOR¦POWER_CONTACTOR | Power Contactor | CONT_POW_3P_AC1_25A_5.5kW_7.5HP_415V_AUX0NO+1NC_COIL220V | Power Contactor – 3P ¦ AC1 25A ¦ 5.5kW/7.5HP @415V ¦ Coil 220VAC ¦ Aux 0NO+1NC | CONT_POW_3P_AC1_25A_5.5kW_7.5HP_415V_AUX0NO+1NC_COIL220V | Power Contactor – 3P ¦ AC1 25A ¦ 5.5kW/7.5HP @415V ¦ Aux 0NO+1NC ¦ Coil 100–250V AC/DC | Power Contactor – 3P ¦ AC1 25A ¦ 5.5kW/7.5HP @415V ¦ Aux 0NO+1NC ¦ Coil 100–250V AC/DC |  | FRAME-1 | [7 empty] | SYSTEM_VOLTAGE_V | 415 | V | MOTOR_KW | 5.5 | kW | MOTOR_HP | 7.5 | HP | [15 empty] | POLES | 3P |  | DUTY_TYPE | AC1 |  | COIL | 100-250VAC/DC |  | AUX_CONTACTS | 0NO+1NC | [13 empty] | 3P | AC1 | 25 | A | AC | 100 | AC/DC | 0NO+1NC | [8 empty] | Schneider | Easy TeSys | LC1D | LC1D12KUE | 2 | CONT_POW_3P_AC1_25A_5.5kW_7.5HP_415V_AUX0NO+1NC_COIL220V |  |  | 4580 | INR | 2025-07-15 | Schneider WEF 15-Jul-2025 | Switching _All_WEF 15th Jul 25.pdf | 26 | Power Contactors LC1E (3 Pole AC Control) | LC1E1201 | Switching _All_WEF 15th Jul 25.pdf ¦ Page 26 ¦ Table-A: Revolutionary Electronic Coil (BNE/EHE/KUE/LSE) | ACTIVE | OK
Motor Control | Contactor | Contactor | CONTACTOR¦POWER_CONTACTOR | Power Contactor | CONT_POW_3P_AC3_12A_5.5kW_7.5HP_415V_AUX0NO+1NC_COIL220V | Power Contactor – 3P ¦ AC3 12A ¦ 5.5kW/7.5HP @415V ¦ Coil 220VAC ¦ Aux 0NO+1NC | CONT_POW_3P_AC3_12A_5.5kW_7.5HP_415V_AUX0NO+1NC_COIL220V | Power Contactor – 3P ¦ AC3 12A ¦ 5.5kW/7.5HP @415V ¦ Aux 0NO+1NC ¦ Coil 24–60V AC/DC | Power Contactor – 3P ¦ AC3 12A ¦ 5.5kW/7.5HP @415V ¦ Aux 0NO+1NC ¦ Coil 24–60V AC/DC |  | FRAME-1 | [7 empty] | SYSTEM_VOLTAGE_V | 415 | V | MOTOR_KW | 5.5 | kW | MOTOR_HP | 7.5 | HP | [15 empty] | POLES | 3P |  | DUTY_TYPE | AC3 |  | COIL | 24-60VAC/DC |  | AUX_CONTACTS | 0NO+1NC | [13 empty] | 3P | AC3 | 12 | A | AC | 24 | AC/DC | 0NO+1NC | [8 empty] | Schneider | Easy TeSys | LC1D | LC1D12BNE | 2 | CONT_POW_3P_AC3_12A_5.5kW_7.5HP_415V_AUX0NO+1NC_COIL220V |  |  | 4580 | INR | 2025-07-15 | Schneider WEF 15-Jul-2025 | Switching _All_WEF 15th Jul 25.pdf | 26 | Power Contactors LC1E (3 Pole AC Control) | LC1E1201 | Switching _All_WEF 15th Jul 25.pdf ¦ Page 26 ¦ Table-A: Revolutionary Electronic Coil (BNE/EHE/KUE/LSE) | ACTIVE | OK
Motor Control | Contactor | Contactor | CONTACTOR¦POWER_CONTACTOR | Power Contactor | CONT_POW_3P_AC3_12A_5.5kW_7.5HP_415V_AUX0NO+1NC_COIL220V | Power Contactor – 3P ¦ AC3 12A ¦ 5.5kW/7.5HP @415V ¦ Coil 220VAC ¦ Aux 0NO+1NC | CONT_POW_3P_AC3_12A_5.5kW_7.5HP_415V_AUX0NO+1NC_COIL220V | Power Contactor – 3P ¦ AC3 12A ¦ 5.5kW/7.5HP @415V ¦ Aux 0NO+1NC ¦ Coil 48–130V AC/DC | Power Contactor – 3P ¦ AC3 12A ¦ 5.5kW/7.5HP @415V ¦ Aux 0NO+1NC ¦ Coil 48–130V AC/DC |  | FRAME-1 | [7 empty] | SYSTEM_VOLTAGE_V | 415 | V | MOTOR_KW | 5.5 | kW | MOTOR_HP | 7.5 | HP | [15 empty] | POLES | 3P |  | DUTY_TYPE | AC3 |  | COIL | 48-130VAC/DC |  | AUX_CONTACTS | 0NO+1NC | [13 empty] | 3P | AC3 | 12 | A | AC | 48 | AC/DC | 0NO+1NC | [8 empty] | Schneider | Easy TeSys | LC1D | LC1D12EHE | 2 | CONT_POW_3P_AC3_12A_5.5kW_7.5HP_415V_AUX0NO+1NC_COIL220V |  |  | 4580 | INR | 2025-07-15 | Schneider WEF 15-Jul-2025 | Switching _All_WEF 15th Jul 25.pdf | 26 | Power Contactors LC1E (3 Pole AC Control) | LC1E1201 | Switching _All_WEF 15th Jul 25.pdf ¦ Page 26 ¦ Table-A: Revolutionary Electronic Coil (BNE/EHE/KUE/LSE) | ACTIVE | OK
Motor Control | Contactor | Contactor | CONTACTOR¦POWER_CONTACTOR | Power Contactor | CONT_POW_3P_AC3_12A_5.5kW_7.5HP_415V_AUX0NO+1NC_COIL220V | Power Contactor – 3P ¦ AC3 12A ¦ 5.5kW/7.5HP @415V ¦ Coil 220VAC ¦ Aux 0NO+1NC | CONT_POW_3P_AC3_12A_5.5kW_7.5HP_415V_AUX0NO+1NC_COIL220V | Power Contactor – 3P ¦ AC3 12A ¦ 5.5kW/7.5HP @415V ¦ Aux 0NO+1NC ¦ Coil 100–250V AC/DC | Power Contactor – 3P ¦ AC3 12A ¦ 5.5kW/7.5HP @415V ¦ Aux 0NO+1NC ¦ Coil 100–250V AC/DC |  | FRAME-1 | [7 empty] | SYSTEM_VOLTAGE_V | 415 | V | MOTOR_KW | 5.5 | kW | MOTOR_HP | 7.5 | HP | [15 empty] | POLES | 3P |  | DUTY_TYPE | AC3 |  | COIL | 100-250VAC/DC |  | AUX_CONTACTS | 0NO+1NC | [13 empty] | 3P | AC3 | 12 | A | AC | 100 | AC/DC | 0NO+1NC | [8 empty] | Schneider | Easy TeSys | LC1D | LC1D12KUE | 2 | CONT_POW_3P_AC3_12A_5.5kW_7.5HP_415V_AUX0NO+1NC_COIL220V |  |  | 4580 | INR | 2025-07-15 | Schneider WEF 15-Jul-2025 | Switching _All_WEF 15th Jul 25.pdf | 26 | Power Contactors LC1E (3 Pole AC Control) | LC1E1201 | Switching _All_WEF 15th Jul 25.pdf ¦ Page 26 ¦ Table-A: Revolutionary Electronic Coil (BNE/EHE/KUE/LSE) | ACTIVE | OK
Motor Control | Contactor | Contactor | CONTACTOR¦POWER_CONTACTOR | Power Contactor | CONT_POW_3P_AC1_32A_9kW_12.5HP_415V_AUX0NO+1NC_COIL220V | Power Contactor – 3P ¦ AC1 32A ¦ 9kW/12.5HP @415V ¦ Aux 0NO+1NC ¦ Coil 220V AC | CONT_POW_3P_AC1_32A_9kW_12.5HP_415V_AUX0NO+1NC_COIL220V | Power Contactor – 3P ¦ AC1 32A ¦ 9kW/12.5HP @415V ¦ Aux 0NO+1NC ¦ Coil 24–60V AC/DC | Power Contactor – 3P ¦ AC1 32A ¦ 9kW/12.5HP @415V ¦ Aux 0NO+1NC ¦ Coil 24–60V AC/DC |  | FRAME-1 | [7 empty] | SYSTEM_VOLTAGE_V | 415 | V | MOTOR_KW | 9 | kW | MOTOR_HP | 12.5 | HP | [15 empty] | POLES | 3P |  | DUTY_TYPE | AC1 |  | COIL | 24-60VAC/DC |  | AUX_CONTACTS | 0NO+1NC | [13 empty] | 3P | AC1 | 32 | A | AC | 24 | AC/DC | 0NO+1NC | [8 empty] | Schneider | Easy TeSys | LC1D | LC1D18BNE | 2 | CONT_POW_3P_AC1_32A_9kW_12.5HP_415V_AUX0NO+1NC_COIL220V |  |  | 6045 | INR | 2025-07-15 | Schneider WEF 15-Jul-2025 | Switching _All_WEF 15th Jul 25.pdf | 26 | Power Contactors LC1E (3 Pole AC Control) | LC1E1201 | Switching _All_WEF 15th Jul 25.pdf ¦ Page 26 ¦ Table-A: Revolutionary Electronic Coil (BNE/EHE/KUE/LSE) | ACTIVE | OK
Motor Control | Contactor | Contactor | CONTACTOR¦POWER_CONTACTOR | Power Contactor | CONT_POW_3P_AC1_32A_9kW_12.5HP_415V_AUX0NO+1NC_COIL220V | Power Contactor – 3P ¦ AC1 32A ¦ 9kW/12.5HP @415V ¦ Aux 0NO+1NC ¦ Coil 220V AC | CONT_POW_3P_AC1_32A_9kW_12.5HP_415V_AUX0NO+1NC_COIL220V | Power Contactor – 3P ¦ AC1 32A ¦ 9kW/12.5HP @415V ¦ Aux 0NO+1NC ¦ Coil 48–130V AC/DC | Power Contactor – 3P ¦ AC1 32A ¦ 9kW/12.5HP @415V ¦ Aux 0NO+1NC ¦ Coil 48–130V AC/DC |  | FRAME-1 | [7 empty] | SYSTEM_VOLTAGE_V | 415 | V | MOTOR_KW | 9 | kW | MOTOR_HP | 12.5 | HP | [15 empty] | POLES | 3P |  | DUTY_TYPE | AC1 |  | COIL | 48-130VAC/DC |  | AUX_CONTACTS | 0NO+1NC | [13 empty] | 3P | AC1 | 32 | A | AC | 48 | AC/DC | 0NO+1NC | [8 empty] | Schneider | Easy TeSys | LC1D | LC1D18EHE | 2 | CONT_POW_3P_AC1_32A_9kW_12.5HP_415V_AUX0NO+1NC_COIL220V |  |  | 6045 | INR | 2025-07-15 | Schneider WEF 15-Jul-2025 | Switching _All_WEF 15th Jul 25.pdf | 26 | Power Contactors LC1E (3 Pole AC Control) | LC1E1201 | Switching _All_WEF 15th Jul 25.pdf ¦ Page 26 ¦ Table-A: Revolutionary Electronic Coil (BNE/EHE/KUE/LSE) | ACTIVE | OK
Motor Control | Contactor | Contactor | CONTACTOR¦POWER_CONTACTOR | Power Contactor | CONT_POW_3P_AC1_32A_9kW_12.5HP_415V_AUX0NO+1NC_COIL220V | Power Contactor – 3P ¦ AC1 32A ¦ 9kW/12.5HP @415V ¦ Aux 0NO+1NC ¦ Coil 220V AC | CONT_POW_3P_AC1_32A_9kW_12.5HP_415V_AUX0NO+1NC_COIL220V | Power Contactor – 3P ¦ AC1 32A ¦ 9kW/12.5HP @415V ¦ Aux 0NO+1NC ¦ Coil 100–250V AC/DC | Power Contactor – 3P ¦ AC1 32A ¦ 9kW/12.5HP @415V ¦ Aux 0NO+1NC ¦ Coil 100–250V AC/DC |  | FRAME-1 | [7 empty] | SYSTEM_VOLTAGE_V | 415 | V | MOTOR_KW | 9 | kW | MOTOR_HP | 12.5 | HP | [15 empty] | POLES | 3P |  | DUTY_TYPE | AC1 |  | COIL | 100-250VAC/DC |  | AUX_CONTACTS | 0NO+1NC | [13 empty] | 3P | AC1 | 32 | A | AC | 100 | AC/DC | 0NO+1NC | [8 empty] | Schneider | Easy TeSys | LC1D | LC1D18KUE | 2 | CONT_POW_3P_AC1_32A_9kW_12.5HP_415V_AUX0NO+1NC_COIL220V |  |  | 6045 | INR | 2025-07-15 | Schneider WEF 15-Jul-2025 | Switching _All_WEF 15th Jul 25.pdf | 26 | Power Contactors LC1E (3 Pole AC Control) | LC1E1201 | Switching _All_WEF 15th Jul 25.pdf ¦ Page 26 ¦ Table-A: Revolutionary Electronic Coil (BNE/EHE/KUE/LSE) | ACTIVE | OK
Motor Control | Contactor | Contactor | CONTACTOR¦POWER_CONTACTOR | Power Contactor | CONT_POW_3P_AC3_18A_9kW_12.5HP_415V_AUX0NO+1NC_COIL220V | Power Contactor – 3P ¦ AC3 18A ¦ 9kW/12.5HP @415V ¦ Aux 0NO+1NC ¦ Coil 220V AC | CONT_POW_3P_AC3_18A_9kW_12.5HP_415V_AUX0NO+1NC_COIL220V | Power Contactor – 3P ¦ AC3 18A ¦ 9kW/12.5HP @415V ¦ Aux 0NO+1NC ¦ Coil 24–60V AC/DC | Power Contactor – 3P ¦ AC3 18A ¦ 9kW/12.5HP @415V ¦ Aux 0NO+1NC ¦ Coil 24–60V AC/DC |  | FRAME-1 | [7 empty] | SYSTEM_VOLTAGE_V | 415 | V | MOTOR_KW | 9 | kW | MOTOR_HP | 12.5 | HP | [15 empty] | POLES | 3P |  | DUTY_TYPE | AC1 |  | COIL | 24-60VAC/DC |  | AUX_CONTACTS | 0NO+1NC | [13 empty] | 3P | AC3 | 18 | A | AC | 24 | AC/DC | 0NO+1NC | [8 empty] | Schneider | Easy TeSys | LC1D | LC1D18BNE | 2 | CONT_POW_3P_AC3_18A_9kW_12.5HP_415V_AUX0NO+1NC_COIL220V |  |  | 6045 | INR | 2025-07-15 | Schneider WEF 15-Jul-2025 | Switching _All_WEF 15th Jul 25.pdf | 26 | Power Contactors LC1E (3 Pole AC Control) | LC1E1201 | Switching _All_WEF 15th Jul 25.pdf ¦ Page 26 ¦ Table-A: Revolutionary Electronic Coil (BNE/EHE/KUE/LSE) | ACTIVE | OK
Motor Control | Contactor | Contactor | CONTACTOR¦POWER_CONTACTOR | Power Contactor | CONT_POW_3P_AC3_18A_9kW_12.5HP_415V_AUX0NO+1NC_COIL220V | Power Contactor – 3P ¦ AC3 18A ¦ 9kW/12.5HP @415V ¦ Aux 0NO+1NC ¦ Coil 220V AC | CONT_POW_3P_AC3_18A_9kW_12.5HP_415V_AUX0NO+1NC_COIL220V | Power Contactor – 3P ¦ AC3 18A ¦ 9kW/12.5HP @415V ¦ Aux 0NO+1NC ¦ Coil 48–130V AC/DC | Power Contactor – 3P ¦ AC3 18A ¦ 9kW/12.5HP @415V ¦ Aux 0NO+1NC ¦ Coil 48–130V AC/DC |  | FRAME-1 | [7 empty] | SYSTEM_VOLTAGE_V | 415 | V | MOTOR_KW | 9 | kW | MOTOR_HP | 12.5 | HP | [15 empty] | POLES | 3P |  | DUTY_TYPE | AC1 |  | COIL | 48-130VAC/DC |  | AUX_CONTACTS | 0NO+1NC | [13 empty] | 3P | AC3 | 18 | A | AC | 48 | AC/DC | 0NO+1NC | [8 empty] | Schneider | Easy TeSys | LC1D | LC1D18EHE | 2 | CONT_POW_3P_AC3_18A_9kW_12.5HP_415V_AUX0NO+1NC_COIL220V |  |  | 6045 | INR | 2025-07-15 | Schneider WEF 15-Jul-2025 | Switching _All_WEF 15th Jul 25.pdf | 26 | Power Contactors LC1E (3 Pole AC Control) | LC1E1201 | Switching _All_WEF 15th Jul 25.pdf ¦ Page 26 ¦ Table-A: Revolutionary Electronic Coil (BNE/EHE/KUE/LSE) | ACTIVE | OK
Motor Control | Contactor | Contactor | CONTACTOR¦POWER_CONTACTOR | Power Contactor | CONT_POW_3P_AC3_18A_9kW_12.5HP_415V_AUX0NO+1NC_COIL220V | Power Contactor – 3P ¦ AC3 18A ¦ 9kW/12.5HP @415V ¦ Aux 0NO+1NC ¦ Coil 220V AC | CONT_POW_3P_AC3_18A_9kW_12.5HP_415V_AUX0NO+1NC_COIL220V | Power Contactor – 3P ¦ AC3 18A ¦ 9kW/12.5HP @415V ¦ Aux 0NO+1NC ¦ Coil 100–250V AC/DC | Power Contactor – 3P ¦ AC3 18A ¦ 9kW/12.5HP @415V ¦ Aux 0NO+1NC ¦ Coil 100–250V AC/DC |  | FRAME-1 | [7 empty] | SYSTEM_VOLTAGE_V | 415 | V | MOTOR_KW | 9 | kW | MOTOR_HP | 12.5 | HP | [15 empty] | POLES | 3P |  | DUTY_TYPE | AC1 |  | COIL | 100-250VAC/DC |  | AUX_CONTACTS | 0NO+1NC | [13 empty] | 3P | AC3 | 18 | A | AC | 100 | AC/DC | 0NO+1NC | [8 empty] | Schneider | Easy TeSys | LC1D | LC1D18KUE | 2 | CONT_POW_3P_AC3_18A_9kW_12.5HP_415V_AUX0NO+1NC_COIL220V |  |  | 6045 | INR | 2025-07-15 | Schneider WEF 15-Jul-2025 | Switching _All_WEF 15th Jul 25.pdf | 26 | Power Contactors LC1E (3 Pole AC Control) | LC1E1201 | Switching _All_WEF 15th Jul 25.pdf ¦ Page 26 ¦ Table-A: Revolutionary Electronic Coil (BNE/EHE/KUE/LSE) | ACTIVE | OK
Motor Control | Contactor | Contactor | CONTACTOR¦POWER_CONTACTOR | Power Contactor | CONT_POW_3P_AC1_40A_11kW_15HP_415V_AUX0NO+1NC_COIL220V | Power Contactor – 3P ¦ AC1 40A ¦ 11kW/15HP @415V ¦ Aux 0NO+1NC ¦ Coil 220V AC | CONT_POW_3P_AC1_40A_11kW_15HP_415V_AUX0NO+1NC_COIL220V | Power Contactor – 3P ¦ AC1 40A ¦ 11kW/15HP @415V ¦ Aux 0NO+1NC ¦ Coil 24–60V AC/DC | Power Contactor – 3P ¦ AC1 40A ¦ 11kW/15HP @415V ¦ Aux 0NO+1NC ¦ Coil 24–60V AC/DC |  | FRAME-1 | [7 empty] | SYSTEM_VOLTAGE_V | 415 | V | MOTOR_KW | 11 | kW | MOTOR_HP | 15 | HP | [15 empty] | POLES | 3P |  | DUTY_TYPE | AC1 |  | COIL | 24-60VAC/DC |  | AUX_CONTACTS | 0NO+1NC | [13 empty] | 3P | AC1 | 40 | A | AC | 24 | AC/DC | 0NO+1NC | [8 empty] | Schneider | Easy TeSys | LC1D | LC1D25BNE | 2 | CONT_POW_3P_AC1_40A_11kW_15HP_415V_AUX0NO+1NC_COIL220V |  |  | 7215 | INR | 2025-07-15 | Schneider WEF 15-Jul-2025 | Switching _All_WEF 15th Jul 25.pdf | 26 | Power Contactors LC1E (3 Pole AC Control) | LC1E1201 | Switching _All_WEF 15th Jul 25.pdf ¦ Page 26 ¦ Table-A: Revolutionary Electronic Coil (BNE/EHE/KUE/LSE) | ACTIVE | OK
Motor Control | Contactor | Contactor | CONTACTOR¦POWER_CONTACTOR | Power Contactor | CONT_POW_3P_AC1_40A_11kW_15HP_415V_AUX0NO+1NC_COIL220V | Power Contactor – 3P ¦ AC1 40A ¦ 11kW/15HP @415V ¦ Aux 0NO+1NC ¦ Coil 220V AC | CONT_POW_3P_AC1_40A_11kW_15HP_415V_AUX0NO+1NC_COIL220V | Power Contactor – 3P ¦ AC1 40A ¦ 11kW/15HP @415V ¦ Aux 0NO+1NC ¦ Coil 48–130V AC/DC | Power Contactor – 3P ¦ AC1 40A ¦ 11kW/15HP @415V ¦ Aux 0NO+1NC ¦ Coil 48–130V AC/DC |  | FRAME-1 | [7 empty] | SYSTEM_VOLTAGE_V | 415 | V | MOTOR_KW | 11 | kW | MOTOR_HP | 15 | HP | [15 empty] | POLES | 3P |  | DUTY_TYPE | AC1 |  | COIL | 48-130VAC/DC |  | AUX_CONTACTS | 0NO+1NC | [13 empty] | 3P | AC1 | 40 | A | AC | 48 | AC/DC | 0NO+1NC | [8 empty] | Schneider | Easy TeSys | LC1D | LC1D25EHE | 2 | CONT_POW_3P_AC1_40A_11kW_15HP_415V_AUX0NO+1NC_COIL220V |  |  | 7215 | INR | 2025-07-15 | Schneider WEF 15-Jul-2025 | Switching _All_WEF 15th Jul 25.pdf | 26 | Power Contactors LC1E (3 Pole AC Control) | LC1E1201 | Switching _All_WEF 15th Jul 25.pdf ¦ Page 26 ¦ Table-A: Revolutionary Electronic Coil (BNE/EHE/KUE/LSE) | ACTIVE | OK
Motor Control | Contactor | Contactor | CONTACTOR¦POWER_CONTACTOR | Power Contactor | CONT_POW_3P_AC1_40A_11kW_15HP_415V_AUX0NO+1NC_COIL220V | Power Contactor – 3P ¦ AC1 40A ¦ 11kW/15HP @415V ¦ Aux 0NO+1NC ¦ Coil 220V AC | CONT_POW_3P_AC1_40A_11kW_15HP_415V_AUX0NO+1NC_COIL220V | Power Contactor – 3P ¦ AC1 40A ¦ 11kW/15HP @415V ¦ Aux 0NO+1NC ¦ Coil 100–250V AC/DC | Power Contactor – 3P ¦ AC1 40A ¦ 11kW/15HP @415V ¦ Aux 0NO+1NC ¦ Coil 100–250V AC/DC |  | FRAME-1 | [7 empty] | SYSTEM_VOLTAGE_V | 415 | V | MOTOR_KW | 11 | kW | MOTOR_HP | 15 | HP | [15 empty] | POLES | 3P |  | DUTY_TYPE | AC1 |  | COIL | 100-250VAC/DC |  | AUX_CONTACTS | 0NO+1NC | [13 empty] | 3P | AC1 | 40 | A | AC | 100 | AC/DC | 0NO+1NC | [8 empty] | Schneider | Easy TeSys | LC1D | LC1D25KUE | 2 | CONT_POW_3P_AC1_40A_11kW_15HP_415V_AUX0NO+1NC_COIL220V |  |  | 7215 | INR | 2025-07-15 | Schneider WEF 15-Jul-2025 | Switching _All_WEF 15th Jul 25.pdf | 26 | Power Contactors LC1E (3 Pole AC Control) | LC1E1201 | Switching _All_WEF 15th Jul 25.pdf ¦ Page 26 ¦ Table-A: Revolutionary Electronic Coil (BNE/EHE/KUE/LSE) | ACTIVE | OK
Motor Control | Contactor | Contactor | CONTACTOR¦POWER_CONTACTOR | Power Contactor | CONT_POW_3P_AC3_25A_11kW_15HP_415V_AUX0NO+1NC_COIL220V | Power Contactor – 3P ¦ AC3 25A ¦ 11kW/15HP @415V ¦ Coil 220VAC ¦ Aux 0NO+1NC | CONT_POW_3P_AC3_25A_11kW_15HP_415V_AUX0NO+1NC_COIL220V | Power Contactor – 3P ¦ AC3 25A ¦ 11kW/15HP @415V ¦ Aux 0NO+1NC ¦ Coil 24–60V AC/DC | Power Contactor – 3P ¦ AC3 25A ¦ 11kW/15HP @415V ¦ Aux 0NO+1NC ¦ Coil 24–60V AC/DC |  | FRAME-1 | [7 empty] | SYSTEM_VOLTAGE_V | 415 | V | MOTOR_KW | 11 | kW | MOTOR_HP | 15 | HP | [15 empty] | POLES | 3P |  | DUTY_TYPE | AC3 |  | COIL | 24-60VAC/DC |  | AUX_CONTACTS | 0NO+1NC | [13 empty] | 3P | AC3 | 25 | A | AC | 24 | AC/DC | 0NO+1NC | [8 empty] | Schneider | Easy TeSys | LC1D | LC1D25BNE | 2 | CONT_POW_3P_AC3_25A_11kW_15HP_415V_AUX0NO+1NC_COIL220V |  |  | 7215 | INR | 2025-07-15 | Schneider WEF 15-Jul-2025 | Switching _All_WEF 15th Jul 25.pdf | 26 | Power Contactors LC1E (3 Pole AC Control) | LC1E2501 | Switching _All_WEF 15th Jul 25.pdf ¦ Page 26 ¦ Table-A: Revolutionary Electronic Coil (BNE/EHE/KUE/LSE) | ACTIVE | OK
Motor Control | Contactor | Contactor | CONTACTOR¦POWER_CONTACTOR | Power Contactor | CONT_POW_3P_AC3_25A_11kW_15HP_415V_AUX0NO+1NC_COIL220V | Power Contactor – 3P ¦ AC3 25A ¦ 11kW/15HP @415V ¦ Coil 220VAC ¦ Aux 0NO+1NC | CONT_POW_3P_AC3_25A_11kW_15HP_415V_AUX0NO+1NC_COIL220V | Power Contactor – 3P ¦ AC3 25A ¦ 11kW/15HP @415V ¦ Aux 0NO+1NC ¦ Coil 48–130V AC/DC | Power Contactor – 3P ¦ AC3 25A ¦ 11kW/15HP @415V ¦ Aux 0NO+1NC ¦ Coil 48–130V AC/DC |  | FRAME-1 | [7 empty] | SYSTEM_VOLTAGE_V | 415 | V | MOTOR_KW | 11 | kW | MOTOR_HP | 15 | HP | [15 empty] | POLES | 3P |  | DUTY_TYPE | AC3 |  | COIL | 48-130VAC/DC |  | AUX_CONTACTS | 0NO+1NC | [13 empty] | 3P | AC3 | 25 | A | AC | 48 | AC/DC | 0NO+1NC | [8 empty] | Schneider | Easy TeSys | LC1D | LC1D25EHE | 2 | CONT_POW_3P_AC3_25A_11kW_15HP_415V_AUX0NO+1NC_COIL220V |  |  | 7215 | INR | 2025-07-15 | Schneider WEF 15-Jul-2025 | Switching _All_WEF 15th Jul 25.pdf | 26 | Power Contactors LC1E (3 Pole AC Control) | LC1E2501 | Switching _All_WEF 15th Jul 25.pdf ¦ Page 26 ¦ Table-A: Revolutionary Electronic Coil (BNE/EHE/KUE/LSE) | ACTIVE | OK
Motor Control | Contactor | Contactor | CONTACTOR¦POWER_CONTACTOR | Power Contactor | CONT_POW_3P_AC3_25A_11kW_15HP_415V_AUX0NO+1NC_COIL220V | Power Contactor – 3P ¦ AC3 25A ¦ 11kW/15HP @415V ¦ Coil 220VAC ¦ Aux 0NO+1NC | CONT_POW_3P_AC3_25A_11kW_15HP_415V_AUX0NO+1NC_COIL220V | Power Contactor – 3P ¦ AC3 25A ¦ 11kW/15HP @415V ¦ Aux 0NO+1NC ¦ Coil 100–250V AC/DC | Power Contactor – 3P ¦ AC3 25A ¦ 11kW/15HP @415V ¦ Aux 0NO+1NC ¦ Coil 100–250V AC/DC |  | FRAME-1 | [7 empty] | SYSTEM_VOLTAGE_V | 415 | V | MOTOR_KW | 11 | kW | MOTOR_HP | 15 | HP | [15 empty] | POLES | 3P |  | DUTY_TYPE | AC3 |  | COIL | 100-250VAC/DC |  | AUX_CONTACTS | 0NO+1NC | [13 empty] | 3P | AC3 | 25 | A | AC | 100 | AC/DC | 0NO+1NC | [8 empty] | Schneider | Easy TeSys | LC1D | LC1D25KUE | 2 | CONT_POW_3P_AC3_25A_11kW_15HP_415V_AUX0NO+1NC_COIL220V |  |  | 7215 | INR | 2025-07-15 | Schneider WEF 15-Jul-2025 | Switching _All_WEF 15th Jul 25.pdf | 26 | Power Contactors LC1E (3 Pole AC Control) | LC1E2501 | Switching _All_WEF 15th Jul 25.pdf ¦ Page 26 ¦ Table-A: Revolutionary Electronic Coil (BNE/EHE/KUE/LSE) | ACTIVE | OK
Motor Control | Contactor | Contactor | CONTACTOR¦POWER_CONTACTOR | Power Contactor | CONT_POW_3P_AC1_50A_15kW_20HP_415V_AUX0NO+1NC_COIL220V | Power Contactor – 3P ¦ AC1 50A ¦ 15kW/20HP @415V ¦ Coil 220VAC ¦ Aux 0NO+1NC | CONT_POW_3P_AC1_50A_15kW_20HP_415V_AUX0NO+1NC_COIL220V | Power Contactor – 3P ¦ AC1 50A ¦ 15kW/20HP @415V ¦ Aux 0NO+1NC ¦ Coil 24–60V AC/DC | Power Contactor – 3P ¦ AC1 50A ¦ 15kW/20HP @415V ¦ Aux 0NO+1NC ¦ Coil 24–60V AC/DC |  | FRAME-2 | [7 empty] | SYSTEM_VOLTAGE_V | 415 | V | MOTOR_KW | 15 | kW | MOTOR_HP | 20 | HP | [15 empty] | POLES | 3P |  | DUTY_TYPE | AC1 |  | COIL | 24-60VAC/DC |  | AUX_CONTACTS | 0NO+1NC | [13 empty] | 3P | AC1 | 50 | A | AC | 24 | AC/DC | 0NO+1NC | [8 empty] | Schneider | Easy TeSys | LC1D | LC1D32BNE | 2 | CONT_POW_3P_AC1_50A_15kW_20HP_415V_AUX0NO+1NC_COIL220V |  |  | 14660 | INR | 2025-07-15 | Schneider WEF 15-Jul-2025 | Switching _All_WEF 15th Jul 25.pdf | 26 | Power Contactors LC1E (3 Pole AC Control) | LC1E3201 | Switching _All_WEF 15th Jul 25.pdf ¦ Page 26 ¦ Table-A: Revolutionary Electronic Coil (BNE/EHE/KUE/LSE) | ACTIVE | OK
Motor Control | Contactor | Contactor | CONTACTOR¦POWER_CONTACTOR | Power Contactor | CONT_POW_3P_AC1_50A_15kW_20HP_415V_AUX0NO+1NC_COIL220V | Power Contactor – 3P ¦ AC1 50A ¦ 15kW/20HP @415V ¦ Coil 220VAC ¦ Aux 0NO+1NC | CONT_POW_3P_AC1_50A_15kW_20HP_415V_AUX0NO+1NC_COIL220V | Power Contactor – 3P ¦ AC1 50A ¦ 15kW/20HP @415V ¦ Aux 0NO+1NC ¦ Coil 48–130V AC/DC | Power Contactor – 3P ¦ AC1 50A ¦ 15kW/20HP @415V ¦ Aux 0NO+1NC ¦ Coil 48–130V AC/DC |  | FRAME-2 | [7 empty] | SYSTEM_VOLTAGE_V | 415 | V | MOTOR_KW | 15 | kW | MOTOR_HP | 20 | HP | [15 empty] | POLES | 3P |  | DUTY_TYPE | AC1 |  | COIL | 48-130VAC/DC |  | AUX_CONTACTS | 0NO+1NC | [13 empty] | 3P | AC1 | 50 | A | AC | 48 | AC/DC | 0NO+1NC | [8 empty] | Schneider | Easy TeSys | LC1D | LC1D32EHE | 2 | CONT_POW_3P_AC1_50A_15kW_20HP_415V_AUX0NO+1NC_COIL220V |  |  | 14660 | INR | 2025-07-15 | Schneider WEF 15-Jul-2025 | Switching _All_WEF 15th Jul 25.pdf | 26 | Power Contactors LC1E (3 Pole AC Control) | LC1E3201 | Switching _All_WEF 15th Jul 25.pdf ¦ Page 26 ¦ Table-A: Revolutionary Electronic Coil (BNE/EHE/KUE/LSE) | ACTIVE | OK
Motor Control | Contactor | Contactor | CONTACTOR¦POWER_CONTACTOR | Power Contactor | CONT_POW_3P_AC1_50A_15kW_20HP_415V_AUX0NO+1NC_COIL220V | Power Contactor – 3P ¦ AC1 50A ¦ 15kW/20HP @415V ¦ Coil 220VAC ¦ Aux 0NO+1NC | CONT_POW_3P_AC1_50A_15kW_20HP_415V_AUX0NO+1NC_COIL220V | Power Contactor – 3P ¦ AC1 50A ¦ 15kW/20HP @415V ¦ Aux 0NO+1NC ¦ Coil 100–250V AC/DC | Power Contactor – 3P ¦ AC1 50A ¦ 15kW/20HP @415V ¦ Aux 0NO+1NC ¦ Coil 100–250V AC/DC |  | FRAME-2 | [7 empty] | SYSTEM_VOLTAGE_V | 415 | V | MOTOR_KW | 15 | kW | MOTOR_HP | 20 | HP | [15 empty] | POLES | 3P |  | DUTY_TYPE | AC1 |  | COIL | 100-250VAC/DC |  | AUX_CONTACTS | 0NO+1NC | [13 empty] | 3P | AC1 | 50 | A | AC | 100 | AC/DC | 0NO+1NC | [8 empty] | Schneider | Easy TeSys | LC1D | LC1D32KUE | 2 | CONT_POW_3P_AC1_50A_15kW_20HP_415V_AUX0NO+1NC_COIL220V |  |  | 14660 | INR | 2025-07-15 | Schneider WEF 15-Jul-2025 | Switching _All_WEF 15th Jul 25.pdf | 26 | Power Contactors LC1E (3 Pole AC Control) | LC1E3201 | Switching _All_WEF 15th Jul 25.pdf ¦ Page 26 ¦ Table-A: Revolutionary Electronic Coil (BNE/EHE/KUE/LSE) | ACTIVE | OK
Motor Control | Contactor | Contactor | CONTACTOR¦POWER_CONTACTOR | Power Contactor | CONT_POW_3P_AC3_32A_15kW_20HP_415V_AUX0NO+1NC_COIL220V | Power Contactor – 3P ¦ AC3 32A ¦ 15kW/20HP @415V ¦ Coil 220VAC ¦ Aux 0NO+1NC | CONT_POW_3P_AC3_32A_15kW_20HP_415V_AUX0NO+1NC_COIL220V | Power Contactor – 3P ¦ AC3 32A ¦ 15kW/20HP @415V ¦ Aux 0NO+1NC ¦ Coil 24–60V AC/DC | Power Contactor – 3P ¦ AC3 32A ¦ 15kW/20HP @415V ¦ Aux 0NO+1NC ¦ Coil 24–60V AC/DC |  | FRAME-2 | [7 empty] | SYSTEM_VOLTAGE_V | 415 | V | MOTOR_KW | 15 | kW | MOTOR_HP | 20 | HP | [15 empty] | POLES | 3P |  | DUTY_TYPE | AC3 |  | COIL | 24-60VAC/DC |  | AUX_CONTACTS | 0NO+1NC | [13 empty] | 3P | AC3 | 32 | A | AC | 24 | AC/DC | 0NO+1NC | [8 empty] | Schneider | Easy TeSys | LC1D | LC1D32BNE | 2 | CONT_POW_3P_AC3_32A_15kW_20HP_415V_AUX0NO+1NC_COIL220V |  |  | 14660 | INR | 2025-07-15 | Schneider WEF 15-Jul-2025 | Switching _All_WEF 15th Jul 25.pdf | 26 | Power Contactors LC1E (3 Pole AC Control) | LC1E3201 | Switching _All_WEF 15th Jul 25.pdf ¦ Page 26 ¦ Table-A: Revolutionary Electronic Coil (BNE/EHE/KUE/LSE) | ACTIVE | OK
Motor Control | Contactor | Contactor | CONTACTOR¦POWER_CONTACTOR | Power Contactor | CONT_POW_3P_AC3_32A_15kW_20HP_415V_AUX0NO+1NC_COIL220V | Power Contactor – 3P ¦ AC3 32A ¦ 15kW/20HP @415V ¦ Coil 220VAC ¦ Aux 0NO+1NC | CONT_POW_3P_AC3_32A_15kW_20HP_415V_AUX0NO+1NC_COIL220V | Power Contactor – 3P ¦ AC3 32A ¦ 15kW/20HP @415V ¦ Aux 0NO+1NC ¦ Coil 48–130V AC/DC | Power Contactor – 3P ¦ AC3 32A ¦ 15kW/20HP @415V ¦ Aux 0NO+1NC ¦ Coil 48–130V AC/DC |  | FRAME-2 | [7 empty] | SYSTEM_VOLTAGE_V | 415 | V | MOTOR_KW | 15 | kW | MOTOR_HP | 20 | HP | [15 empty] | POLES | 3P |  | DUTY_TYPE | AC3 |  | COIL | 48-130VAC/DC |  | AUX_CONTACTS | 0NO+1NC | [13 empty] | 3P | AC3 | 32 | A | AC | 48 | AC/DC | 0NO+1NC | [8 empty] | Schneider | Easy TeSys | LC1D | LC1D32EHE | 2 | CONT_POW_3P_AC3_32A_15kW_20HP_415V_AUX0NO+1NC_COIL220V |  |  | 14660 | INR | 2025-07-15 | Schneider WEF 15-Jul-2025 | Switching _All_WEF 15th Jul 25.pdf | 26 | Power Contactors LC1E (3 Pole AC Control) | LC1E3201 | Switching _All_WEF 15th Jul 25.pdf ¦ Page 26 ¦ Table-A: Revolutionary Electronic Coil (BNE/EHE/KUE/LSE) | ACTIVE | OK
Motor Control | Contactor | Contactor | CONTACTOR¦POWER_CONTACTOR | Power Contactor | CONT_POW_3P_AC3_32A_15kW_20HP_415V_AUX0NO+1NC_COIL220V | Power Contactor – 3P ¦ AC3 32A ¦ 15kW/20HP @415V ¦ Coil 220VAC ¦ Aux 0NO+1NC | CONT_POW_3P_AC3_32A_15kW_20HP_415V_AUX0NO+1NC_COIL220V | Power Contactor – 3P ¦ AC3 32A ¦ 15kW/20HP @415V ¦ Aux 0NO+1NC ¦ Coil 100–250V AC/DC | Power Contactor – 3P ¦ AC3 32A ¦ 15kW/20HP @415V ¦ Aux 0NO+1NC ¦ Coil 100–250V AC/DC |  | FRAME-2 | [7 empty] | SYSTEM_VOLTAGE_V | 415 | V | MOTOR_KW | 15 | kW | MOTOR_HP | 20 | HP | [15 empty] | POLES | 3P |  | DUTY_TYPE | AC3 |  | COIL | 100-250VAC/DC |  | AUX_CONTACTS | 0NO+1NC | [13 empty] | 3P | AC3 | 32 | A | AC | 100 | AC/DC | 0NO+1NC | [8 empty] | Schneider | Easy TeSys | LC1D | LC1D32KUE | 2 | CONT_POW_3P_AC3_32A_15kW_20HP_415V_AUX0NO+1NC_COIL220V |  |  | 14660 | INR | 2025-07-15 | Schneider WEF 15-Jul-2025 | Switching _All_WEF 15th Jul 25.pdf | 26 | Power Contactors LC1E (3 Pole AC Control) | LC1E3201 | Switching _All_WEF 15th Jul 25.pdf ¦ Page 26 ¦ Table-A: Revolutionary Electronic Coil (BNE/EHE/KUE/LSE) | ACTIVE | OK
Motor Control | Contactor | Contactor | CONTACTOR¦POWER_CONTACTOR | Power Contactor | CONT_POW_3P_AC1_50A_18.5kW_25HP_415V_AUX0NO+1NC_COIL220V | Power Contactor – 3P ¦ AC1 50A ¦ 18.5kW/25HP @415V ¦ Coil 220VAC ¦ Aux 0NO+1NC | CONT_POW_3P_AC1_50A_18.5kW_25HP_415V_AUX0NO+1NC_COIL220V | Power Contactor – 3P ¦ AC1 50A ¦ 18.5kW/25HP @415V ¦ Aux 0NO+1NC ¦ Coil 24–60V AC/DC | Power Contactor – 3P ¦ AC1 50A ¦ 18.5kW/25HP @415V ¦ Aux 0NO+1NC ¦ Coil 24–60V AC/DC |  | FRAME-2 | [7 empty] | SYSTEM_VOLTAGE_V | 415 | V | MOTOR_KW | 18.5 | kW | MOTOR_HP | 25 | HP | [15 empty] | POLES | 3P |  | DUTY_TYPE | AC1 |  | COIL | 24-60VAC/DC |  | AUX_CONTACTS | 0NO+1NC | [13 empty] | 3P | AC1 | 50 | A | AC | 24 | AC/DC | 0NO+1NC | [8 empty] | Schneider | Easy TeSys | LC1D | LC1D38BNE | 2 | CONT_POW_3P_AC1_50A_18.5kW_25HP_415V_AUX0NO+1NC_COIL220V |  |  | 15820 | INR | 2025-07-15 | Schneider WEF 15-Jul-2025 | Switching _All_WEF 15th Jul 25.pdf | 26 | Power Contactors LC1E (3 Pole AC Control) | LC1E3801 | Switching _All_WEF 15th Jul 25.pdf ¦ Page 26 ¦ Table-A: Revolutionary Electronic Coil (BNE/EHE/KUE/LSE) | ACTIVE | OK
Motor Control | Contactor | Contactor | CONTACTOR¦POWER_CONTACTOR | Power Contactor | CONT_POW_3P_AC1_50A_18.5kW_25HP_415V_AUX0NO+1NC_COIL220V | Power Contactor – 3P ¦ AC1 50A ¦ 18.5kW/25HP @415V ¦ Coil 220VAC ¦ Aux 0NO+1NC | CONT_POW_3P_AC1_50A_18.5kW_25HP_415V_AUX0NO+1NC_COIL220V | Power Contactor – 3P ¦ AC1 50A ¦ 18.5kW/25HP @415V ¦ Aux 0NO+1NC ¦ Coil 48–130V AC/DC | Power Contactor – 3P ¦ AC1 50A ¦ 18.5kW/25HP @415V ¦ Aux 0NO+1NC ¦ Coil 48–130V AC/DC |  | FRAME-2 | [7 empty] | SYSTEM_VOLTAGE_V | 415 | V | MOTOR_KW | 18.5 | kW | MOTOR_HP | 25 | HP | [15 empty] | POLES | 3P |  | DUTY_TYPE | AC1 |  | COIL | 48-130VAC/DC |  | AUX_CONTACTS | 0NO+1NC | [13 empty] | 3P | AC1 | 50 | A | AC | 48 | AC/DC | 0NO+1NC | [8 empty] | Schneider | Easy TeSys | LC1D | LC1D38EHE | 2 | CONT_POW_3P_AC1_50A_18.5kW_25HP_415V_AUX0NO+1NC_COIL220V |  |  | 18790 | INR | 2025-07-15 | Schneider WEF 15-Jul-2025 | Switching _All_WEF 15th Jul 25.pdf | 26 | Power Contactors LC1E (3 Pole AC Control) | LC1E3801 | Switching _All_WEF 15th Jul 25.pdf ¦ Page 26 ¦ Table-A: Revolutionary Electronic Coil (BNE/EHE/KUE/LSE) | ACTIVE | OK
Motor Control | Contactor | Contactor | CONTACTOR¦POWER_CONTACTOR | Power Contactor | CONT_POW_3P_AC1_50A_18.5kW_25HP_415V_AUX0NO+1NC_COIL220V | Power Contactor – 3P ¦ AC1 50A ¦ 18.5kW/25HP @415V ¦ Coil 220VAC ¦ Aux 0NO+1NC | CONT_POW_3P_AC1_50A_18.5kW_25HP_415V_AUX0NO+1NC_COIL220V | Power Contactor – 3P ¦ AC1 50A ¦ 18.5kW/25HP @415V ¦ Aux 0NO+1NC ¦ Coil 100–250V AC/DC | Power Contactor – 3P ¦ AC1 50A ¦ 18.5kW/25HP @415V ¦ Aux 0NO+1NC ¦ Coil 100–250V AC/DC |  | FRAME-2 | [7 empty] | SYSTEM_VOLTAGE_V | 415 | V | MOTOR_KW | 18.5 | kW | MOTOR_HP | 25 | HP | [15 empty] | POLES | 3P |  | DUTY_TYPE | AC1 |  | COIL | 100-250VAC/DC |  | AUX_CONTACTS | 0NO+1NC | [13 empty] | 3P | AC1 | 50 | A | AC | 100 | AC/DC | 0NO+1NC | [8 empty] | Schneider | Easy TeSys | LC1D | LC1D38KUE | 2 | CONT_POW_3P_AC1_50A_18.5kW_25HP_415V_AUX0NO+1NC_COIL220V |  |  | 15820 | INR | 2025-07-15 | Schneider WEF 15-Jul-2025 | Switching _All_WEF 15th Jul 25.pdf | 26 | Power Contactors LC1E (3 Pole AC Control) | LC1E3801 | Switching _All_WEF 15th Jul 25.pdf ¦ Page 26 ¦ Table-A: Revolutionary Electronic Coil (BNE/EHE/KUE/LSE) | ACTIVE | OK
Motor Control | Contactor | Contactor | CONTACTOR¦POWER_CONTACTOR | Power Contactor | CONT_POW_3P_AC3_38A_18.5kW_25HP_415V_AUX0NO+1NC_COIL220V | Power Contactor – 3P ¦ AC3 38A ¦ 18.5kW/25HP @415V ¦ Coil 220VAC ¦ Aux 0NO+1NC | CONT_POW_3P_AC3_38A_18.5kW_25HP_415V_AUX0NO+1NC_COIL220V | Power Contactor – 3P ¦ AC3 38A ¦ 18.5kW/25HP @415V ¦ Aux 0NO+1NC ¦ Coil 24–60V AC/DC | Power Contactor – 3P ¦ AC3 38A ¦ 18.5kW/25HP @415V ¦ Aux 0NO+1NC ¦ Coil 24–60V AC/DC |  | FRAME-2 | [7 empty] | SYSTEM_VOLTAGE_V | 415 | V | MOTOR_KW | 18.5 | kW | MOTOR_HP | 25 | HP | [15 empty] | POLES | 3P |  | DUTY_TYPE | AC3 |  | COIL | 24-60VAC/DC |  | AUX_CONTACTS | 0NO+1NC | [13 empty] | 3P | AC3 | 38 | A | AC | 24 | AC/DC | 0NO+1NC | [8 empty] | Schneider | Easy TeSys | LC1D | LC1D38BNE | 2 | CONT_POW_3P_AC3_38A_18.5kW_25HP_415V_AUX0NO+1NC_COIL220V |  |  | 15820 | INR | 2025-07-15 | Schneider WEF 15-Jul-2025 | Switching _All_WEF 15th Jul 25.pdf | 26 | Power Contactors LC1E (3 Pole AC Control) | LC1E3801 | Switching _All_WEF 15th Jul 25.pdf ¦ Page 26 ¦ Table-A: Revolutionary Electronic Coil (BNE/EHE/KUE/LSE) | ACTIVE | OK
Motor Control | Contactor | Contactor | CONTACTOR¦POWER_CONTACTOR | Power Contactor | CONT_POW_3P_AC3_38A_18.5kW_25HP_415V_AUX0NO+1NC_COIL220V | Power Contactor – 3P ¦ AC3 38A ¦ 18.5kW/25HP @415V ¦ Coil 220VAC ¦ Aux 0NO+1NC | CONT_POW_3P_AC3_38A_18.5kW_25HP_415V_AUX0NO+1NC_COIL220V | Power Contactor – 3P ¦ AC3 38A ¦ 18.5kW/25HP @415V ¦ Aux 0NO+1NC ¦ Coil 48–130V AC/DC | Power Contactor – 3P ¦ AC3 38A ¦ 18.5kW/25HP @415V ¦ Aux 0NO+1NC ¦ Coil 48–130V AC/DC |  | FRAME-2 | [7 empty] | SYSTEM_VOLTAGE_V | 415 | V | MOTOR_KW | 18.5 | kW | MOTOR_HP | 25 | HP | [15 empty] | POLES | 3P |  | DUTY_TYPE | AC3 |  | COIL | 48-130VAC/DC |  | AUX_CONTACTS | 0NO+1NC | [13 empty] | 3P | AC3 | 38 | A | AC | 48 | AC/DC | 0NO+1NC | [8 empty] | Schneider | Easy TeSys | LC1D | LC1D38EHE | 2 | CONT_POW_3P_AC3_38A_18.5kW_25HP_415V_AUX0NO+1NC_COIL220V |  |  | 18790 | INR | 2025-07-15 | Schneider WEF 15-Jul-2025 | Switching _All_WEF 15th Jul 25.pdf | 26 | Power Contactors LC1E (3 Pole AC Control) | LC1E3801 | Switching _All_WEF 15th Jul 25.pdf ¦ Page 26 ¦ Table-A: Revolutionary Electronic Coil (BNE/EHE/KUE/LSE) | ACTIVE | OK
Motor Control | Contactor | Contactor | CONTACTOR¦POWER_CONTACTOR | Power Contactor | CONT_POW_3P_AC3_38A_18.5kW_25HP_415V_AUX0NO+1NC_COIL220V | Power Contactor – 3P ¦ AC3 38A ¦ 18.5kW/25HP @415V ¦ Coil 220VAC ¦ Aux 0NO+1NC | CONT_POW_3P_AC3_38A_18.5kW_25HP_415V_AUX0NO+1NC_COIL220V | Power Contactor – 3P ¦ AC3 38A ¦ 18.5kW/25HP @415V ¦ Aux 0NO+1NC ¦ Coil 100–250V AC/DC | Power Contactor – 3P ¦ AC3 38A ¦ 18.5kW/25HP @415V ¦ Aux 0NO+1NC ¦ Coil 100–250V AC/DC |  | FRAME-2 | [7 empty] | SYSTEM_VOLTAGE_V | 415 | V | MOTOR_KW | 18.5 | kW | MOTOR_HP | 25 | HP | [15 empty] | POLES | 3P |  | DUTY_TYPE | AC3 |  | COIL | 100-250VAC/DC |  | AUX_CONTACTS | 0NO+1NC | [13 empty] | 3P | AC3 | 38 | A | AC | 100 | AC/DC | 0NO+1NC | [8 empty] | Schneider | Easy TeSys | LC1D | LC1D38KUE | 2 | CONT_POW_3P_AC3_38A_18.5kW_25HP_415V_AUX0NO+1NC_COIL220V |  |  | 15820 | INR | 2025-07-15 | Schneider WEF 15-Jul-2025 | Switching _All_WEF 15th Jul 25.pdf | 26 | Power Contactors LC1E (3 Pole AC Control) | LC1E3801 | Switching _All_WEF 15th Jul 25.pdf ¦ Page 26 ¦ Table-A: Revolutionary Electronic Coil (BNE/EHE/KUE/LSE) | ACTIVE | OK
Motor Control | Contactor | Contactor | CONTACTOR¦POWER_CONTACTOR | Power Contactor | CONT_POW_3P_AC1_250A_59kW_80HP_415V_AUX0NO+1NC_COIL220V | Power Contactor – 3P ¦ AC1 250A ¦ 59kW/80HP @415V ¦ Aux 0NO+1NC ¦ Coil 220V AC | CONT_POW_3P_AC1_250A_59kW_80HP_415V_AUX0NO+1NC_COIL220V | Power Contactor – 3P ¦ AC1 250A ¦ 59kW/80HP @415V ¦ Aux 0NO+1NC ¦ Coil 24–60V AC/DC | Power Contactor – 3P ¦ AC1 250A ¦ 59kW/80HP @415V ¦ Aux 0NO+1NC ¦ Coil 24–60V AC/DC |  | FRAME-1 | [7 empty] | SYSTEM_VOLTAGE_V | 415 | V | MOTOR_KW | 59 | kW | MOTOR_HP | 80 | HP | [15 empty] | POLES | 3P |  | DUTY_TYPE | AC1 |  | COIL | 24-60VAC/DC |  | AUX_CONTACTS | 0NO+1NC | [13 empty] | 3P | AC1 | 250 | A | AC | 24 | AC/DC | 0NO+1NC | [8 empty] | Schneider | Easy TeSys | LC1D | LC1D115ABNE | 2 | CONT_POW_3P_AC1_250A_59kW_80HP_415V_AUX0NO+1NC_COIL220V |  |  | 38035 | INR | 2025-07-15 | Schneider WEF 15-Jul-2025 | Switching _All_WEF 15th Jul 25.pdf | 26 | Power Contactors LC1E (3 Pole AC Control) | LC1E1201 | Switching _All_WEF 15th Jul 25.pdf ¦ Page 26 ¦ Table-A: Revolutionary Electronic Coil (BNE/EHE/KUE/LSE) | ACTIVE | OK
Motor Control | Contactor | Contactor | CONTACTOR¦POWER_CONTACTOR | Power Contactor | CONT_POW_3P_AC1_250A_59kW_80HP_415V_AUX0NO+1NC_COIL220V | Power Contactor – 3P ¦ AC1 250A ¦ 59kW/80HP @415V ¦ Aux 0NO+1NC ¦ Coil 220V AC | CONT_POW_3P_AC1_250A_59kW_80HP_415V_AUX0NO+1NC_COIL220V | Power Contactor – 3P ¦ AC1 250A ¦ 59kW/80HP @415V ¦ Aux 0NO+1NC ¦ Coil 48–130V AC/DC | Power Contactor – 3P ¦ AC1 250A ¦ 59kW/80HP @415V ¦ Aux 0NO+1NC ¦ Coil 48–130V AC/DC |  | FRAME-1 | [7 empty] | SYSTEM_VOLTAGE_V | 415 | V | MOTOR_KW | 59 | kW | MOTOR_HP | 80 | HP | [15 empty] | POLES | 3P |  | DUTY_TYPE | AC1 |  | COIL | 48-130VAC/DC |  | AUX_CONTACTS | 0NO+1NC | [13 empty] | 3P | AC1 | 250 | A | AC | 48 | AC/DC | 0NO+1NC | [8 empty] | Schneider | Easy TeSys | LC1D | LC1D115AEHE | 2 | CONT_POW_3P_AC1_250A_59kW_80HP_415V_AUX0NO+1NC_COIL220V |  |  | 39695 | INR | 2025-07-15 | Schneider WEF 15-Jul-2025 | Switching _All_WEF 15th Jul 25.pdf | 26 | Power Contactors LC1E (3 Pole AC Control) | LC1E1201 | Switching _All_WEF 15th Jul 25.pdf ¦ Page 26 ¦ Table-A: Revolutionary Electronic Coil (BNE/EHE/KUE/LSE) | ACTIVE | OK
Motor Control | Contactor | Contactor | CONTACTOR¦POWER_CONTACTOR | Power Contactor | CONT_POW_3P_AC1_250A_59kW_80HP_415V_AUX0NO+1NC_COIL220V | Power Contactor – 3P ¦ AC1 250A ¦ 59kW/80HP @415V ¦ Aux 0NO+1NC ¦ Coil 220V AC | CONT_POW_3P_AC1_250A_59kW_80HP_415V_AUX0NO+1NC_COIL220V | Power Contactor – 3P ¦ AC1 250A ¦ 59kW/80HP @415V ¦ Aux 0NO+1NC ¦ Coil 100–250V AC/DC | Power Contactor – 3P ¦ AC1 250A ¦ 59kW/80HP @415V ¦ Aux 0NO+1NC ¦ Coil 100–250V AC/DC |  | FRAME-1 | [7 empty] | SYSTEM_VOLTAGE_V | 415 | V | MOTOR_KW | 59 | kW | MOTOR_HP | 80 | HP | [15 empty] | POLES | 3P |  | DUTY_TYPE | AC1 |  | COIL | 100-250VAC/DC |  | AUX_CONTACTS | 0NO+1NC | [13 empty] | 3P | AC1 | 250 | A | AC | 100 | AC/DC | 0NO+1NC | [8 empty] | Schneider | Easy TeSys | LC1D | LC1D115AKUE | 2 | CONT_POW_3P_AC1_250A_59kW_80HP_415V_AUX0NO+1NC_COIL220V |  |  | 39445 | INR | 2025-07-15 | Schneider WEF 15-Jul-2025 | Switching _All_WEF 15th Jul 25.pdf | 26 | Power Contactors LC1E (3 Pole AC Control) | LC1E1201 | Switching _All_WEF 15th Jul 25.pdf ¦ Page 26 ¦ Table-A: Revolutionary Electronic Coil (BNE/EHE/KUE/LSE) | ACTIVE | OK
Motor Control | Contactor | Contactor | CONTACTOR¦POWER_CONTACTOR | Power Contactor | CONT_POW_3P_AC1_250A_59kW_80HP_415V_AUX0NO+1NC_COIL220V | Power Contactor – 3P ¦ AC1 250A ¦ 59kW/80HP @415V ¦ Aux 0NO+1NC ¦ Coil 220V AC | CONT_POW_3P_AC1_250A_59kW_80HP_415V_AUX0NO+1NC_COIL220V | Power Contactor – 3P ¦ AC1 250A ¦ 59kW/80HP @415V ¦ Aux 0NO+1NC ¦ Coil 200–250V AC/DC | Power Contactor – 3P ¦ AC1 250A ¦ 59kW/80HP @415V ¦ Aux 0NO+1NC ¦ Coil 200–250V AC/DC |  | FRAME-1 | [7 empty] | SYSTEM_VOLTAGE_V | 415 | V | MOTOR_KW | 59 | kW | MOTOR_HP | 80 | HP | [15 empty] | POLES | 3P |  | DUTY_TYPE | AC1 |  | COIL | 200-250VAC/DC |  | AUX_CONTACTS | 0NO+1NC | [13 empty] | 3P | AC1 | 250 | A | AC | 200 | AC/DC | 0NO+1NC | [8 empty] | Schneider | Easy TeSys | LC1D | LC1D115ALSE | 2 | CONT_POW_3P_AC1_250A_59kW_80HP_415V_AUX0NO+1NC_COIL220V |  |  | 40610 | INR | 2025-07-15 | Schneider WEF 15-Jul-2025 | Switching _All_WEF 15th Jul 25.pdf | 26 | Power Contactors LC1E (3 Pole AC Control) | LC1E1201 | Switching _All_WEF 15th Jul 25.pdf ¦ Page 26 ¦ Table-A: Revolutionary Electronic Coil (BNE/EHE/KUE/LSE) | ACTIVE | OK
Motor Control | Contactor | Contactor | CONTACTOR¦POWER_CONTACTOR | Power Contactor | CONT_POW_3P_AC3_115A_59kW_80HP_415V_AUX0NO+1NC_COIL220V | Power Contactor – 3P ¦ AC3 115A ¦ 59kW/80HP @415V ¦ Aux 0NO+1NC ¦ Coil 220V AC | CONT_POW_3P_AC3_115A_59kW_80HP_415V_AUX0NO+1NC_COIL220V | Power Contactor – 3P ¦ AC3 115A ¦ 59kW/80HP @415V ¦ Aux 0NO+1NC ¦ Coil 24–60V AC/DC | Power Contactor – 3P ¦ AC3 115A ¦ 59kW/80HP @415V ¦ Aux 0NO+1NC ¦ Coil 24–60V AC/DC |  | FRAME-1 | [7 empty] | SYSTEM_VOLTAGE_V | 415 | V | MOTOR_KW | 59 | kW | MOTOR_HP | 80 | HP | [15 empty] | POLES | 3P |  | DUTY_TYPE | AC1 |  | COIL | 24-60VAC/DC |  | AUX_CONTACTS | 0NO+1NC | [13 empty] | 3P | AC3 | 115 | A | AC | 24 | AC/DC | 0NO+1NC | [8 empty] | Schneider | Easy TeSys | LC1D | LC1D115ABNE | 2 | CONT_POW_3P_AC3_115A_59kW_80HP_415V_AUX0NO+1NC_COIL220V |  |  | 38035 | INR | 2025-07-15 | Schneider WEF 15-Jul-2025 | Switching _All_WEF 15th Jul 25.pdf | 26 | Power Contactors LC1E (3 Pole AC Control) | LC1E1201 | Switching _All_WEF 15th Jul 25.pdf ¦ Page 26 ¦ Table-A: Revolutionary Electronic Coil (BNE/EHE/KUE/LSE) | ACTIVE | OK
Motor Control | Contactor | Contactor | CONTACTOR¦POWER_CONTACTOR | Power Contactor | CONT_POW_3P_AC3_115A_59kW_80HP_415V_AUX0NO+1NC_COIL220V | Power Contactor – 3P ¦ AC3 115A ¦ 59kW/80HP @415V ¦ Aux 0NO+1NC ¦ Coil 220V AC | CONT_POW_3P_AC3_115A_59kW_80HP_415V_AUX0NO+1NC_COIL220V | Power Contactor – 3P ¦ AC3 115A ¦ 59kW/80HP @415V ¦ Aux 0NO+1NC ¦ Coil 48–130V AC/DC | Power Contactor – 3P ¦ AC3 115A ¦ 59kW/80HP @415V ¦ Aux 0NO+1NC ¦ Coil 48–130V AC/DC |  | FRAME-1 | [7 empty] | SYSTEM_VOLTAGE_V | 415 | V | MOTOR_KW | 59 | kW | MOTOR_HP | 80 | HP | [15 empty] | POLES | 3P |  | DUTY_TYPE | AC1 |  | COIL | 48-130VAC/DC |  | AUX_CONTACTS | 0NO+1NC | [13 empty] | 3P | AC3 | 115 | A | AC | 48 | AC/DC | 0NO+1NC | [8 empty] | Schneider | Easy TeSys | LC1D | LC1D115AEHE | 2 | CONT_POW_3P_AC3_115A_59kW_80HP_415V_AUX0NO+1NC_COIL220V |  |  | 39695 | INR | 2025-07-15 | Schneider WEF 15-Jul-2025 | Switching _All_WEF 15th Jul 25.pdf | 26 | Power Contactors LC1E (3 Pole AC Control) | LC1E1201 | Switching _All_WEF 15th Jul 25.pdf ¦ Page 26 ¦ Table-A: Revolutionary Electronic Coil (BNE/EHE/KUE/LSE) | ACTIVE | OK
Motor Control | Contactor | Contactor | CONTACTOR¦POWER_CONTACTOR | Power Contactor | CONT_POW_3P_AC3_115A_59kW_80HP_415V_AUX0NO+1NC_COIL220V | Power Contactor – 3P ¦ AC3 115A ¦ 59kW/80HP @415V ¦ Aux 0NO+1NC ¦ Coil 220V AC | CONT_POW_3P_AC3_115A_59kW_80HP_415V_AUX0NO+1NC_COIL220V | Power Contactor – 3P ¦ AC3 115A ¦ 59kW/80HP @415V ¦ Aux 0NO+1NC ¦ Coil 100–250V AC/DC | Power Contactor – 3P ¦ AC3 115A ¦ 59kW/80HP @415V ¦ Aux 0NO+1NC ¦ Coil 100–250V AC/DC |  | FRAME-1 | [7 empty] | SYSTEM_VOLTAGE_V | 415 | V | MOTOR_KW | 59 | kW | MOTOR_HP | 80 | HP | [15 empty] | POLES | 3P |  | DUTY_TYPE | AC1 |  | COIL | 100-250VAC/DC |  | AUX_CONTACTS | 0NO+1NC | [13 empty] | 3P | AC3 | 115 | A | AC | 100 | AC/DC | 0NO+1NC | [8 empty] | Schneider | Easy TeSys | LC1D | LC1D115AKUE | 2 | CONT_POW_3P_AC3_115A_59kW_80HP_415V_AUX0NO+1NC_COIL220V |  |  | 39445 | INR | 2025-07-15 | Schneider WEF 15-Jul-2025 | Switching _All_WEF 15th Jul 25.pdf | 26 | Power Contactors LC1E (3 Pole AC Control) | LC1E1201 | Switching _All_WEF 15th Jul 25.pdf ¦ Page 26 ¦ Table-A: Revolutionary Electronic Coil (BNE/EHE/KUE/LSE) | ACTIVE | OK
Motor Control | Contactor | Contactor | CONTACTOR¦POWER_CONTACTOR | Power Contactor | CONT_POW_3P_AC3_115A_59kW_80HP_415V_AUX0NO+1NC_COIL220V | Power Contactor – 3P ¦ AC3 115A ¦ 59kW/80HP @415V ¦ Aux 0NO+1NC ¦ Coil 220V AC | CONT_POW_3P_AC3_115A_59kW_80HP_415V_AUX0NO+1NC_COIL220V | Power Contactor – 3P ¦ AC3 115A ¦ 59kW/80HP @415V ¦ Aux 0NO+1NC ¦ Coil 200–250V AC/DC | Power Contactor – 3P ¦ AC3 115A ¦ 59kW/80HP @415V ¦ Aux 0NO+1NC ¦ Coil 200–250V AC/DC |  | FRAME-1 | [7 empty] | SYSTEM_VOLTAGE_V | 415 | V | MOTOR_KW | 59 | kW | MOTOR_HP | 80 | HP | [15 empty] | POLES | 3P |  | DUTY_TYPE | AC1 |  | COIL | 200-250VAC/DC |  | AUX_CONTACTS | 0NO+1NC | [13 empty] | 3P | AC3 | 115 | A | AC | 200 | AC/DC | 0NO+1NC | [8 empty] | Schneider | Easy TeSys | LC1D | LC1D115ALSE | 2 | CONT_POW_3P_AC3_115A_59kW_80HP_415V_AUX0NO+1NC_COIL220V |  |  | 40610 | INR | 2025-07-15 | Schneider WEF 15-Jul-2025 | Switching _All_WEF 15th Jul 25.pdf | 26 | Power Contactors LC1E (3 Pole AC Control) | LC1E1201 | Switching _All_WEF 15th Jul 25.pdf ¦ Page 26 ¦ Table-A: Revolutionary Electronic Coil (BNE/EHE/KUE/LSE) | ACTIVE | OK
Motor Control | Contactor | Contactor | CONTACTOR¦POWER_CONTACTOR | Power Contactor | CONT_POW_3P_AC1_250A_80kW_110HP_415V_AUX0NO+1NC_COIL220V | Power Contactor – 3P ¦ AC1 250A ¦ 80kW/110HP @415V ¦ Aux 0NO+1NC ¦ Coil 220V AC | CONT_POW_3P_AC1_250A_80kW_110HP_415V_AUX0NO+1NC_COIL220V | Power Contactor – 3P ¦ AC1 250A ¦ 80kW/110HP @415V ¦ Aux 0NO+1NC ¦ Coil 24–60V AC/DC | Power Contactor – 3P ¦ AC1 250A ¦ 80kW/110HP @415V ¦ Aux 0NO+1NC ¦ Coil 24–60V AC/DC |  | FRAME-1 | [7 empty] | SYSTEM_VOLTAGE_V | 415 | V | MOTOR_KW | 80 | kW | MOTOR_HP | 110 | HP | [15 empty] | POLES | 3P |  | DUTY_TYPE | AC1 |  | COIL | 24-60VAC/DC |  | AUX_CONTACTS | 0NO+1NC | [13 empty] | 3P | AC1 | 250 | A | AC | 24 | AC/DC | 0NO+1NC | [8 empty] | Schneider | Easy TeSys | LC1D | LC1D150ABNE | 2 | CONT_POW_3P_AC1_250A_80kW_110HP_415V_AUX0NO+1NC_COIL220V |  |  | 40445 | INR | 2025-07-15 | Schneider WEF 15-Jul-2025 | Switching _All_WEF 15th Jul 25.pdf | 26 | Power Contactors LC1E (3 Pole AC Control) | LC1E1201 | Switching _All_WEF 15th Jul 25.pdf ¦ Page 26 ¦ Table-A: Revolutionary Electronic Coil (BNE/EHE/KUE/LSE) | ACTIVE | OK
Motor Control | Contactor | Contactor | CONTACTOR¦POWER_CONTACTOR | Power Contactor | CONT_POW_3P_AC1_250A_80kW_110HP_415V_AUX0NO+1NC_COIL220V | Power Contactor – 3P ¦ AC1 250A ¦ 80kW/110HP @415V ¦ Aux 0NO+1NC ¦ Coil 220V AC | CONT_POW_3P_AC1_250A_80kW_110HP_415V_AUX0NO+1NC_COIL220V | Power Contactor – 3P ¦ AC1 250A ¦ 80kW/110HP @415V ¦ Aux 0NO+1NC ¦ Coil 48–130V AC/DC | Power Contactor – 3P ¦ AC1 250A ¦ 80kW/110HP @415V ¦ Aux 0NO+1NC ¦ Coil 48–130V AC/DC |  | FRAME-1 | [7 empty] | SYSTEM_VOLTAGE_V | 415 | V | MOTOR_KW | 80 | kW | MOTOR_HP | 110 | HP | [15 empty] | POLES | 3P |  | DUTY_TYPE | AC1 |  | COIL | 48-130VAC/DC |  | AUX_CONTACTS | 0NO+1NC | [13 empty] | 3P | AC1 | 250 | A | AC | 48 | AC/DC | 0NO+1NC | [8 empty] | Schneider | Easy TeSys | LC1D | LC1D150AEHE | 2 | CONT_POW_3P_AC1_250A_80kW_110HP_415V_AUX0NO+1NC_COIL220V |  |  | 41610 | INR | 2025-07-15 | Schneider WEF 15-Jul-2025 | Switching _All_WEF 15th Jul 25.pdf | 26 | Power Contactors LC1E (3 Pole AC Control) | LC1E1201 | Switching _All_WEF 15th Jul 25.pdf ¦ Page 26 ¦ Table-A: Revolutionary Electronic Coil (BNE/EHE/KUE/LSE) | ACTIVE | OK
Motor Control | Contactor | Contactor | CONTACTOR¦POWER_CONTACTOR | Power Contactor | CONT_POW_3P_AC1_250A_80kW_110HP_415V_AUX0NO+1NC_COIL220V | Power Contactor – 3P ¦ AC1 250A ¦ 80kW/110HP @415V ¦ Aux 0NO+1NC ¦ Coil 220V AC | CONT_POW_3P_AC1_250A_80kW_110HP_415V_AUX0NO+1NC_COIL220V | Power Contactor – 3P ¦ AC1 250A ¦ 80kW/110HP @415V ¦ Aux 0NO+1NC ¦ Coil 100–250V AC/DC | Power Contactor – 3P ¦ AC1 250A ¦ 80kW/110HP @415V ¦ Aux 0NO+1NC ¦ Coil 100–250V AC/DC |  | FRAME-1 | [7 empty] | SYSTEM_VOLTAGE_V | 415 | V | MOTOR_KW | 80 | kW | MOTOR_HP | 110 | HP | [15 empty] | POLES | 3P |  | DUTY_TYPE | AC1 |  | COIL | 100-250VAC/DC |  | AUX_CONTACTS | 0NO+1NC | [13 empty] | 3P | AC1 | 250 | A | AC | 100 | AC/DC | 0NO+1NC | [8 empty] | Schneider | Easy TeSys | LC1D | LC1D150AKUE | 2 | CONT_POW_3P_AC1_250A_80kW_110HP_415V_AUX0NO+1NC_COIL220V |  |  | 41245 | INR | 2025-07-15 | Schneider WEF 15-Jul-2025 | Switching _All_WEF 15th Jul 25.pdf | 26 | Power Contactors LC1E (3 Pole AC Control) | LC1E1201 | Switching _All_WEF 15th Jul 25.pdf ¦ Page 26 ¦ Table-A: Revolutionary Electronic Coil (BNE/EHE/KUE/LSE) | ACTIVE | OK
Motor Control | Contactor | Contactor | CONTACTOR¦POWER_CONTACTOR | Power Contactor | CONT_POW_3P_AC1_250A_80kW_110HP_415V_AUX0NO+1NC_COIL220V | Power Contactor – 3P ¦ AC1 250A ¦ 80kW/110HP @415V ¦ Aux 0NO+1NC ¦ Coil 220V AC | CONT_POW_3P_AC1_250A_80kW_110HP_415V_AUX0NO+1NC_COIL220V | Power Contactor – 3P ¦ AC1 250A ¦ 80kW/110HP @415V ¦ Aux 0NO+1NC ¦ Coil 200–250V AC/DC | Power Contactor – 3P ¦ AC1 250A ¦ 80kW/110HP @415V ¦ Aux 0NO+1NC ¦ Coil 200–250V AC/DC |  | FRAME-1 | [7 empty] | SYSTEM_VOLTAGE_V | 415 | V | MOTOR_KW | 80 | kW | MOTOR_HP | 110 | HP | [15 empty] | POLES | 3P |  | DUTY_TYPE | AC1 |  | COIL | 200-250VAC/DC |  | AUX_CONTACTS | 0NO+1NC | [13 empty] | 3P | AC1 | 250 | A | AC | 200 | AC/DC | 0NO+1NC | [8 empty] | Schneider | Easy TeSys | LC1D | LC1D150ALSE | 2 | CONT_POW_3P_AC1_250A_80kW_110HP_415V_AUX0NO+1NC_COIL220V |  |  | 42415 | INR | 2025-07-15 | Schneider WEF 15-Jul-2025 | Switching _All_WEF 15th Jul 25.pdf | 26 | Power Contactors LC1E (3 Pole AC Control) | LC1E1201 | Switching _All_WEF 15th Jul 25.pdf ¦ Page 26 ¦ Table-A: Revolutionary Electronic Coil (BNE/EHE/KUE/LSE) | ACTIVE | OK
Motor Control | Contactor | Contactor | CONTACTOR¦POWER_CONTACTOR | Power Contactor | CONT_POW_3P_AC3_150A_80kW_110HP_415V_AUX0NO+1NC_COIL220V | Power Contactor – 3P ¦ AC3 150A ¦ 80kW/110HP @415V ¦ Aux 0NO+1NC ¦ Coil 220V AC | CONT_POW_3P_AC3_150A_80kW_110HP_415V_AUX0NO+1NC_COIL220V | Power Contactor – 3P ¦ AC3 150A ¦ 80kW/110HP @415V ¦ Aux 0NO+1NC ¦ Coil 24–60V AC/DC | Power Contactor – 3P ¦ AC3 150A ¦ 80kW/110HP @415V ¦ Aux 0NO+1NC ¦ Coil 24–60V AC/DC |  | FRAME-1 | [7 empty] | SYSTEM_VOLTAGE_V | 415 | V | MOTOR_KW | 80 | kW | MOTOR_HP | 110 | HP | [15 empty] | POLES | 3P |  | DUTY_TYPE | AC1 |  | COIL | 24-60VAC/DC |  | AUX_CONTACTS | 0NO+1NC | [13 empty] | 3P | AC3 | 150 | A | AC | 24 | AC/DC | 0NO+1NC | [8 empty] | Schneider | Easy TeSys | LC1D | LC1D150ABNE | 2 | CONT_POW_3P_AC3_150A_80kW_110HP_415V_AUX0NO+1NC_COIL220V |  |  | 40445 | INR | 2025-07-15 | Schneider WEF 15-Jul-2025 | Switching _All_WEF 15th Jul 25.pdf | 26 | Power Contactors LC1E (3 Pole AC Control) | LC1E1201 | Switching _All_WEF 15th Jul 25.pdf ¦ Page 26 ¦ Table-A: Revolutionary Electronic Coil (BNE/EHE/KUE/LSE) | ACTIVE | OK
Motor Control | Contactor | Contactor | CONTACTOR¦POWER_CONTACTOR | Power Contactor | CONT_POW_3P_AC3_150A_80kW_110HP_415V_AUX0NO+1NC_COIL220V | Power Contactor – 3P ¦ AC3 150A ¦ 80kW/110HP @415V ¦ Aux 0NO+1NC ¦ Coil 220V AC | CONT_POW_3P_AC3_150A_80kW_110HP_415V_AUX0NO+1NC_COIL220V | Power Contactor – 3P ¦ AC3 150A ¦ 80kW/110HP @415V ¦ Aux 0NO+1NC ¦ Coil 48–130V AC/DC | Power Contactor – 3P ¦ AC3 150A ¦ 80kW/110HP @415V ¦ Aux 0NO+1NC ¦ Coil 48–130V AC/DC |  | FRAME-1 | [7 empty] | SYSTEM_VOLTAGE_V | 415 | V | MOTOR_KW | 80 | kW | MOTOR_HP | 110 | HP | [15 empty] | POLES | 3P |  | DUTY_TYPE | AC1 |  | COIL | 48-130VAC/DC |  | AUX_CONTACTS | 0NO+1NC | [13 empty] | 3P | AC3 | 150 | A | AC | 48 | AC/DC | 0NO+1NC | [8 empty] | Schneider | Easy TeSys | LC1D | LC1D150AEHE | 2 | CONT_POW_3P_AC3_150A_80kW_110HP_415V_AUX0NO+1NC_COIL220V |  |  | 41610 | INR | 2025-07-15 | Schneider WEF 15-Jul-2025 | Switching _All_WEF 15th Jul 25.pdf | 26 | Power Contactors LC1E (3 Pole AC Control) | LC1E1201 | Switching _All_WEF 15th Jul 25.pdf ¦ Page 26 ¦ Table-A: Revolutionary Electronic Coil (BNE/EHE/KUE/LSE) | ACTIVE | OK
Motor Control | Contactor | Contactor | CONTACTOR¦POWER_CONTACTOR | Power Contactor | CONT_POW_3P_AC3_150A_80kW_110HP_415V_AUX0NO+1NC_COIL220V | Power Contactor – 3P ¦ AC3 150A ¦ 80kW/110HP @415V ¦ Aux 0NO+1NC ¦ Coil 220V AC | CONT_POW_3P_AC3_150A_80kW_110HP_415V_AUX0NO+1NC_COIL220V | Power Contactor – 3P ¦ AC3 150A ¦ 80kW/110HP @415V ¦ Aux 0NO+1NC ¦ Coil 100–250V AC/DC | Power Contactor – 3P ¦ AC3 150A ¦ 80kW/110HP @415V ¦ Aux 0NO+1NC ¦ Coil 100–250V AC/DC |  | FRAME-1 | [7 empty] | SYSTEM_VOLTAGE_V | 415 | V | MOTOR_KW | 80 | kW | MOTOR_HP | 110 | HP | [15 empty] | POLES | 3P |  | DUTY_TYPE | AC1 |  | COIL | 100-250VAC/DC |  | AUX_CONTACTS | 0NO+1NC | [13 empty] | 3P | AC3 | 150 | A | AC | 100 | AC/DC | 0NO+1NC | [8 empty] | Schneider | Easy TeSys | LC1D | LC1D150AKUE | 2 | CONT_POW_3P_AC3_150A_80kW_110HP_415V_AUX0NO+1NC_COIL220V |  |  | 41245 | INR | 2025-07-15 | Schneider WEF 15-Jul-2025 | Switching _All_WEF 15th Jul 25.pdf | 26 | Power Contactors LC1E (3 Pole AC Control) | LC1E1201 | Switching _All_WEF 15th Jul 25.pdf ¦ Page 26 ¦ Table-A: Revolutionary Electronic Coil (BNE/EHE/KUE/LSE) | ACTIVE | OK
Motor Control | Contactor | Contactor | CONTACTOR¦POWER_CONTACTOR | Power Contactor | CONT_POW_3P_AC3_150A_80kW_110HP_415V_AUX0NO+1NC_COIL220V | Power Contactor – 3P ¦ AC3 150A ¦ 80kW/110HP @415V ¦ Aux 0NO+1NC ¦ Coil 220V AC | CONT_POW_3P_AC3_150A_80kW_110HP_415V_AUX0NO+1NC_COIL220V | Power Contactor – 3P ¦ AC3 150A ¦ 80kW/110HP @415V ¦ Aux 0NO+1NC ¦ Coil 200–250V AC/DC | Power Contactor – 3P ¦ AC3 150A ¦ 80kW/110HP @415V ¦ Aux 0NO+1NC ¦ Coil 200–250V AC/DC |  | FRAME-1 | [7 empty] | SYSTEM_VOLTAGE_V | 415 | V | MOTOR_KW | 80 | kW | MOTOR_HP | 110 | HP | [15 empty] | POLES | 3P |  | DUTY_TYPE | AC1 |  | COIL | 200-250VAC/DC |  | AUX_CONTACTS | 0NO+1NC | [13 empty] | 3P | AC3 | 150 | A | AC | 200 | AC/DC | 0NO+1NC | [8 empty] | Schneider | Easy TeSys | LC1D | LC1D150ALSE | 2 | CONT_POW_3P_AC3_150A_80kW_110HP_415V_AUX0NO+1NC_COIL220V |  |  | 42415 | INR | 2025-07-15 | Schneider WEF 15-Jul-2025 | Switching _All_WEF 15th Jul 25.pdf | 26 | Power Contactors LC1E (3 Pole AC Control) | LC1E1201 | Switching _All_WEF 15th Jul 25.pdf ¦ Page 26 ¦ Table-A: Revolutionary Electronic Coil (BNE/EHE/KUE/LSE) | ACTIVE | OK
Motor Control | Contactor | Contactor | CONTACTOR¦POWER_CONTACTOR | Power Contactor | CONT_POW_3P_AC1_80A_25kW_35HP_415V_AUX0NO+1NC_COIL220V | Power Contactor – 3P ¦ AC1 80A ¦ 25kW/35HP @415V ¦ Aux 0NO+1NC ¦ Coil 220V AC | CONT_POW_3P_AC1_80A_25kW_35HP_415V_AUX0NO+1NC_COIL220V | Power Contactor – 3P ¦ AC1 80A ¦ 25kW/35HP @415V ¦ Aux 0NO+1NC ¦ Coil 24–60V AC/DC | Power Contactor – 3P ¦ AC1 80A ¦ 25kW/35HP @415V ¦ Aux 0NO+1NC ¦ Coil 24–60V AC/DC |  | FRAME-1 | [7 empty] | SYSTEM_VOLTAGE_V | 415 | V | MOTOR_KW | 25 | kW | MOTOR_HP | 35 | HP | [15 empty] | POLES | 3P |  | DUTY_TYPE | AC1 |  | COIL | 24-60VAC/DC |  | AUX_CONTACTS | 0NO+1NC | [13 empty] | 3P | AC1 | 80 | A | AC | 24 | AC/DC | 0NO+1NC | [8 empty] | Schneider | Easy TeSys | LC1D | LC1D50BNE | 2 | CONT_POW_3P_AC1_80A_25kW_35HP_415V_AUX0NO+1NC_COIL220V |  |  | 21505 | INR | 2025-07-15 | Schneider WEF 15-Jul-2025 | Switching _All_WEF 15th Jul 25.pdf | 26 | Power Contactors LC1E (3 Pole AC Control) | LC1E1201 | Switching _All_WEF 15th Jul 25.pdf ¦ Page 26 ¦ Table-A: Revolutionary Electronic Coil (BNE/EHE/KUE/LSE) | ACTIVE | OK
Motor Control | Contactor | Contactor | CONTACTOR¦POWER_CONTACTOR | Power Contactor | CONT_POW_3P_AC1_80A_25kW_35HP_415V_AUX0NO+1NC_COIL220V | Power Contactor – 3P ¦ AC1 80A ¦ 25kW/35HP @415V ¦ Aux 0NO+1NC ¦ Coil 220V AC | CONT_POW_3P_AC1_80A_25kW_35HP_415V_AUX0NO+1NC_COIL220V | Power Contactor – 3P ¦ AC1 80A ¦ 25kW/35HP @415V ¦ Aux 0NO+1NC ¦ Coil 48–130V AC/DC | Power Contactor – 3P ¦ AC1 80A ¦ 25kW/35HP @415V ¦ Aux 0NO+1NC ¦ Coil 48–130V AC/DC |  | FRAME-1 | [7 empty] | SYSTEM_VOLTAGE_V | 415 | V | MOTOR_KW | 25 | kW | MOTOR_HP | 35 | HP | [15 empty] | POLES | 3P |  | DUTY_TYPE | AC1 |  | COIL | 48-130VAC/DC |  | AUX_CONTACTS | 0NO+1NC | [13 empty] | 3P | AC1 | 80 | A | AC | 48 | AC/DC | 0NO+1NC | [8 empty] | Schneider | Easy TeSys | LC1D | LC1D50EHE | 2 | CONT_POW_3P_AC1_80A_25kW_35HP_415V_AUX0NO+1NC_COIL220V |  |  | 21505 | INR | 2025-07-15 | Schneider WEF 15-Jul-2025 | Switching _All_WEF 15th Jul 25.pdf | 26 | Power Contactors LC1E (3 Pole AC Control) | LC1E1201 | Switching _All_WEF 15th Jul 25.pdf ¦ Page 26 ¦ Table-A: Revolutionary Electronic Coil (BNE/EHE/KUE/LSE) | ACTIVE | OK
Motor Control | Contactor | Contactor | CONTACTOR¦POWER_CONTACTOR | Power Contactor | CONT_POW_3P_AC1_80A_25kW_35HP_415V_AUX0NO+1NC_COIL220V | Power Contactor – 3P ¦ AC1 80A ¦ 25kW/35HP @415V ¦ Aux 0NO+1NC ¦ Coil 220V AC | CONT_POW_3P_AC1_80A_25kW_35HP_415V_AUX0NO+1NC_COIL220V | Power Contactor – 3P ¦ AC1 80A ¦ 25kW/35HP @415V ¦ Aux 0NO+1NC ¦ Coil 100–250V AC/DC | Power Contactor – 3P ¦ AC1 80A ¦ 25kW/35HP @415V ¦ Aux 0NO+1NC ¦ Coil 100–250V AC/DC |  | FRAME-1 | [7 empty] | SYSTEM_VOLTAGE_V | 415 | V | MOTOR_KW | 25 | kW | MOTOR_HP | 35 | HP | [15 empty] | POLES | 3P |  | DUTY_TYPE | AC1 |  | COIL | 100-250VAC/DC |  | AUX_CONTACTS | 0NO+1NC | [13 empty] | 3P | AC1 | 80 | A | AC | 100 | AC/DC | 0NO+1NC | [8 empty] | Schneider | Easy TeSys | LC1D | LC1D50KUE | 2 | CONT_POW_3P_AC1_80A_25kW_35HP_415V_AUX0NO+1NC_COIL220V |  |  | 21505 | INR | 2025-07-15 | Schneider WEF 15-Jul-2025 | Switching _All_WEF 15th Jul 25.pdf | 26 | Power Contactors LC1E (3 Pole AC Control) | LC1E1201 | Switching _All_WEF 15th Jul 25.pdf ¦ Page 26 ¦ Table-A: Revolutionary Electronic Coil (BNE/EHE/KUE/LSE) | ACTIVE | OK
Motor Control | Contactor | Contactor | CONTACTOR¦POWER_CONTACTOR | Power Contactor | CONT_POW_3P_AC3_50A_25kW_35HP_415V_AUX0NO+1NC_COIL220V | Power Contactor – 3P ¦ AC3 50A ¦ 25kW/35HP @415V ¦ Aux 0NO+1NC ¦ Coil 220V AC | CONT_POW_3P_AC3_50A_25kW_35HP_415V_AUX0NO+1NC_COIL220V | Power Contactor – 3P ¦ AC3 50A ¦ 25kW/35HP @415V ¦ Aux 0NO+1NC ¦ Coil 24–60V AC/DC | Power Contactor – 3P ¦ AC3 50A ¦ 25kW/35HP @415V ¦ Aux 0NO+1NC ¦ Coil 24–60V AC/DC |  | FRAME-1 | [7 empty] | SYSTEM_VOLTAGE_V | 415 | V | MOTOR_KW | 25 | kW | MOTOR_HP | 35 | HP | [15 empty] | POLES | 3P |  | DUTY_TYPE | AC1 |  | COIL | 24-60VAC/DC |  | AUX_CONTACTS | 0NO+1NC | [13 empty] | 3P | AC3 | 50 | A | AC | 24 | AC/DC | 0NO+1NC | [8 empty] | Schneider | Easy TeSys | LC1D | LC1D50BNE | 2 | CONT_POW_3P_AC3_50A_25kW_35HP_415V_AUX0NO+1NC_COIL220V |  |  | 21505 | INR | 2025-07-15 | Schneider WEF 15-Jul-2025 | Switching _All_WEF 15th Jul 25.pdf | 26 | Power Contactors LC1E (3 Pole AC Control) | LC1E1201 | Switching _All_WEF 15th Jul 25.pdf ¦ Page 26 ¦ Table-A: Revolutionary Electronic Coil (BNE/EHE/KUE/LSE) | ACTIVE | OK
Motor Control | Contactor | Contactor | CONTACTOR¦POWER_CONTACTOR | Power Contactor | CONT_POW_3P_AC3_50A_25kW_35HP_415V_AUX0NO+1NC_COIL220V | Power Contactor – 3P ¦ AC3 50A ¦ 25kW/35HP @415V ¦ Aux 0NO+1NC ¦ Coil 220V AC | CONT_POW_3P_AC3_50A_25kW_35HP_415V_AUX0NO+1NC_COIL220V | Power Contactor – 3P ¦ AC3 50A ¦ 25kW/35HP @415V ¦ Aux 0NO+1NC ¦ Coil 48–130V AC/DC | Power Contactor – 3P ¦ AC3 50A ¦ 25kW/35HP @415V ¦ Aux 0NO+1NC ¦ Coil 48–130V AC/DC |  | FRAME-1 | [7 empty] | SYSTEM_VOLTAGE_V | 415 | V | MOTOR_KW | 25 | kW | MOTOR_HP | 35 | HP | [15 empty] | POLES | 3P |  | DUTY_TYPE | AC1 |  | COIL | 48-130VAC/DC |  | AUX_CONTACTS | 0NO+1NC | [13 empty] | 3P | AC3 | 50 | A | AC | 48 | AC/DC | 0NO+1NC | [8 empty] | Schneider | Easy TeSys | LC1D | LC1D50EHE | 2 | CONT_POW_3P_AC3_50A_25kW_35HP_415V_AUX0NO+1NC_COIL220V |  |  | 21505 | INR | 2025-07-15 | Schneider WEF 15-Jul-2025 | Switching _All_WEF 15th Jul 25.pdf | 26 | Power Contactors LC1E (3 Pole AC Control) | LC1E1201 | Switching _All_WEF 15th Jul 25.pdf ¦ Page 26 ¦ Table-A: Revolutionary Electronic Coil (BNE/EHE/KUE/LSE) | ACTIVE | OK
Motor Control | Contactor | Contactor | CONTACTOR¦POWER_CONTACTOR | Power Contactor | CONT_POW_3P_AC3_50A_25kW_35HP_415V_AUX0NO+1NC_COIL220V | Power Contactor – 3P ¦ AC3 50A ¦ 25kW/35HP @415V ¦ Aux 0NO+1NC ¦ Coil 220V AC | CONT_POW_3P_AC3_50A_25kW_35HP_415V_AUX0NO+1NC_COIL220V | Power Contactor – 3P ¦ AC3 50A ¦ 25kW/35HP @415V ¦ Aux 0NO+1NC ¦ Coil 100–250V AC/DC | Power Contactor – 3P ¦ AC3 50A ¦ 25kW/35HP @415V ¦ Aux 0NO+1NC ¦ Coil 100–250V AC/DC |  | FRAME-1 | [7 empty] | SYSTEM_VOLTAGE_V | 415 | V | MOTOR_KW | 25 | kW | MOTOR_HP | 35 | HP | [15 empty] | POLES | 3P |  | DUTY_TYPE | AC1 |  | COIL | 100-250VAC/DC |  | AUX_CONTACTS | 0NO+1NC | [13 empty] | 3P | AC3 | 50 | A | AC | 100 | AC/DC | 0NO+1NC | [8 empty] | Schneider | Easy TeSys | LC1D | LC1D50KUE | 2 | CONT_POW_3P_AC3_50A_25kW_35HP_415V_AUX0NO+1NC_COIL220V |  |  | 21505 | INR | 2025-07-15 | Schneider WEF 15-Jul-2025 | Switching _All_WEF 15th Jul 25.pdf | 26 | Power Contactors LC1E (3 Pole AC Control) | LC1E1201 | Switching _All_WEF 15th Jul 25.pdf ¦ Page 26 ¦ Table-A: Revolutionary Electronic Coil (BNE/EHE/KUE/LSE) | ACTIVE | OK
Motor Control | Contactor | Contactor | CONTACTOR¦POWER_CONTACTOR | Power Contactor | CONT_POW_3P_AC1_80A_37kW_50HP_415V_AUX1NO+1NC_COIL220V | Power Contactor – 3P ¦ AC1 80A ¦ 37kW/50HP @415V ¦ Coil 220VAC ¦ Aux 1NO+1NC | CONT_POW_3P_AC1_80A_37kW_50HP_415V_AUX1NO+1NC_COIL220V | Power Contactor – 3P ¦ AC1 80A ¦ 37kW/50HP @415V ¦ Aux 1NO+1NC ¦ Coil 24–60V AC/DC | Power Contactor – 3P ¦ AC1 80A ¦ 37kW/50HP @415V ¦ Aux 1NO+1NC ¦ Coil 24–60V AC/DC |  | FRAME-3 | [7 empty] | SYSTEM_VOLTAGE_V | 415 | V | MOTOR_KW | 37 | kW | MOTOR_HP | 50 | HP | [15 empty] | POLES | 3P |  | DUTY_TYPE | AC1 |  | COIL | 24-60VAC/DC |  | AUX_CONTACTS | 1NO+1NC | [13 empty] | 3P | AC1 | 80 | A | AC | 24 | AC/DC | 1NO+1NC | [8 empty] | Schneider | Easy TeSys | LC1D | LC1D65BNE | 2 | CONT_POW_3P_AC1_80A_37kW_50HP_415V_AUX1NO+1NC_COIL220V |  |  | 24390 | INR | 2025-07-15 | Schneider WEF 15-Jul-2025 | Switching _All_WEF 15th Jul 25.pdf | 26 | Power Contactors LC1E (3 Pole AC Control) | LC1E65 | Switching _All_WEF 15th Jul 25.pdf ¦ Page 26 ¦ Table-A: Revolutionary Electronic Coil (BNE/EHE/KUE/LSE) | ACTIVE | OK
Motor Control | Contactor | Contactor | CONTACTOR¦POWER_CONTACTOR | Power Contactor | CONT_POW_3P_AC1_80A_37kW_50HP_415V_AUX1NO+1NC_COIL220V | Power Contactor – 3P ¦ AC1 80A ¦ 37kW/50HP @415V ¦ Coil 220VAC ¦ Aux 1NO+1NC | CONT_POW_3P_AC1_80A_37kW_50HP_415V_AUX1NO+1NC_COIL220V | Power Contactor – 3P ¦ AC1 80A ¦ 37kW/50HP @415V ¦ Aux 1NO+1NC ¦ Coil 48–130V AC/DC | Power Contactor – 3P ¦ AC1 80A ¦ 37kW/50HP @415V ¦ Aux 1NO+1NC ¦ Coil 48–130V AC/DC |  | FRAME-3 | [7 empty] | SYSTEM_VOLTAGE_V | 415 | V | MOTOR_KW | 37 | kW | MOTOR_HP | 50 | HP | [15 empty] | POLES | 3P |  | DUTY_TYPE | AC1 |  | COIL | 48-130VAC/DC |  | AUX_CONTACTS | 1NO+1NC | [13 empty] | 3P | AC1 | 80 | A | AC | 48 | AC/DC | 1NO+1NC | [8 empty] | Schneider | Easy TeSys | LC1D | LC1D65EHE | 2 | CONT_POW_3P_AC1_80A_37kW_50HP_415V_AUX1NO+1NC_COIL220V |  |  | 24390 | INR | 2025-07-15 | Schneider WEF 15-Jul-2025 | Switching _All_WEF 15th Jul 25.pdf | 26 | Power Contactors LC1E (3 Pole AC Control) | LC1E65 | Switching _All_WEF 15th Jul 25.pdf ¦ Page 26 ¦ Table-A: Revolutionary Electronic Coil (BNE/EHE/KUE/LSE) | ACTIVE | OK
Motor Control | Contactor | Contactor | CONTACTOR¦POWER_CONTACTOR | Power Contactor | CONT_POW_3P_AC1_80A_37kW_50HP_415V_AUX1NO+1NC_COIL220V | Power Contactor – 3P ¦ AC1 80A ¦ 37kW/50HP @415V ¦ Coil 220VAC ¦ Aux 1NO+1NC | CONT_POW_3P_AC1_80A_37kW_50HP_415V_AUX1NO+1NC_COIL220V | Power Contactor – 3P ¦ AC1 80A ¦ 37kW/50HP @415V ¦ Aux 1NO+1NC ¦ Coil 100–250V AC/DC | Power Contactor – 3P ¦ AC1 80A ¦ 37kW/50HP @415V ¦ Aux 1NO+1NC ¦ Coil 100–250V AC/DC |  | FRAME-3 | [7 empty] | SYSTEM_VOLTAGE_V | 415 | V | MOTOR_KW | 37 | kW | MOTOR_HP | 50 | HP | [15 empty] | POLES | 3P |  | DUTY_TYPE | AC1 |  | COIL | 100-250VAC/DC |  | AUX_CONTACTS | 1NO+1NC | [13 empty] | 3P | AC1 | 80 | A | AC | 100 | AC/DC | 1NO+1NC | [8 empty] | Schneider | Easy TeSys | LC1D | LC1D65KUE | 2 | CONT_POW_3P_AC1_80A_37kW_50HP_415V_AUX1NO+1NC_COIL220V |  |  | 24390 | INR | 2025-07-15 | Schneider WEF 15-Jul-2025 | Switching _All_WEF 15th Jul 25.pdf | 26 | Power Contactors LC1E (3 Pole AC Control) | LC1E65 | Switching _All_WEF 15th Jul 25.pdf ¦ Page 26 ¦ Table-A: Revolutionary Electronic Coil (BNE/EHE/KUE/LSE) | ACTIVE | OK
Motor Control | Contactor | Contactor | CONTACTOR¦POWER_CONTACTOR | Power Contactor | CONT_POW_3P_AC3_65A_37kW_50HP_415V_AUX1NO+1NC_COIL220V | Power Contactor – 3P ¦ AC3 65A ¦ 37kW/50HP @415V ¦ Coil 220VAC ¦ Aux 1NO+1NC | CONT_POW_3P_AC3_65A_37kW_50HP_415V_AUX1NO+1NC_COIL220V | Power Contactor – 3P ¦ AC3 65A ¦ 37kW/50HP @415V ¦ Aux 1NO+1NC ¦ Coil 24–60V AC/DC | Power Contactor – 3P ¦ AC3 65A ¦ 37kW/50HP @415V ¦ Aux 1NO+1NC ¦ Coil 24–60V AC/DC |  | FRAME-3 | [7 empty] | SYSTEM_VOLTAGE_V | 415 | V | MOTOR_KW | 37 | kW | MOTOR_HP | 50 | HP | [15 empty] | POLES | 3P |  | DUTY_TYPE | AC3 |  | COIL | 24-60VAC/DC |  | AUX_CONTACTS | 1NO+1NC | [13 empty] | 3P | AC3 | 65 | A | AC | 24 | AC/DC | 1NO+1NC | [8 empty] | Schneider | Easy TeSys | LC1D | LC1D65BNE | 2 | CONT_POW_3P_AC3_65A_37kW_50HP_415V_AUX1NO+1NC_COIL220V |  |  | 24390 | INR | 2025-07-15 | Schneider WEF 15-Jul-2025 | Switching _All_WEF 15th Jul 25.pdf | 26 | Power Contactors LC1E (3 Pole AC Control) | LC1E65 | Switching _All_WEF 15th Jul 25.pdf ¦ Page 26 ¦ Table-A: Revolutionary Electronic Coil (BNE/EHE/KUE/LSE) | ACTIVE | OK
Motor Control | Contactor | Contactor | CONTACTOR¦POWER_CONTACTOR | Power Contactor | CONT_POW_3P_AC3_65A_37kW_50HP_415V_AUX1NO+1NC_COIL220V | Power Contactor – 3P ¦ AC3 65A ¦ 37kW/50HP @415V ¦ Coil 220VAC ¦ Aux 1NO+1NC | CONT_POW_3P_AC3_65A_37kW_50HP_415V_AUX1NO+1NC_COIL220V | Power Contactor – 3P ¦ AC3 65A ¦ 37kW/50HP @415V ¦ Aux 1NO+1NC ¦ Coil 48–130V AC/DC | Power Contactor – 3P ¦ AC3 65A ¦ 37kW/50HP @415V ¦ Aux 1NO+1NC ¦ Coil 48–130V AC/DC |  | FRAME-3 | [7 empty] | SYSTEM_VOLTAGE_V | 415 | V | MOTOR_KW | 37 | kW | MOTOR_HP | 50 | HP | [15 empty] | POLES | 3P |  | DUTY_TYPE | AC3 |  | COIL | 48-130VAC/DC |  | AUX_CONTACTS | 1NO+1NC | [13 empty] | 3P | AC3 | 65 | A | AC | 48 | AC/DC | 1NO+1NC | [8 empty] | Schneider | Easy TeSys | LC1D | LC1D65EHE | 2 | CONT_POW_3P_AC3_65A_37kW_50HP_415V_AUX1NO+1NC_COIL220V |  |  | 24390 | INR | 2025-07-15 | Schneider WEF 15-Jul-2025 | Switching _All_WEF 15th Jul 25.pdf | 26 | Power Contactors LC1E (3 Pole AC Control) | LC1E65 | Switching _All_WEF 15th Jul 25.pdf ¦ Page 26 ¦ Table-A: Revolutionary Electronic Coil (BNE/EHE/KUE/LSE) | ACTIVE | OK
Motor Control | Contactor | Contactor | CONTACTOR¦POWER_CONTACTOR | Power Contactor | CONT_POW_3P_AC3_65A_37kW_50HP_415V_AUX1NO+1NC_COIL220V | Power Contactor – 3P ¦ AC3 65A ¦ 37kW/50HP @415V ¦ Coil 220VAC ¦ Aux 1NO+1NC | CONT_POW_3P_AC3_65A_37kW_50HP_415V_AUX1NO+1NC_COIL220V | Power Contactor – 3P ¦ AC3 65A ¦ 37kW/50HP @415V ¦ Aux 1NO+1NC ¦ Coil 100–250V AC/DC | Power Contactor – 3P ¦ AC3 65A ¦ 37kW/50HP @415V ¦ Aux 1NO+1NC ¦ Coil 100–250V AC/DC |  | FRAME-3 | [7 empty] | SYSTEM_VOLTAGE_V | 415 | V | MOTOR_KW | 37 | kW | MOTOR_HP | 50 | HP | [15 empty] | POLES | 3P |  | DUTY_TYPE | AC3 |  | COIL | 100-250VAC/DC |  | AUX_CONTACTS | 1NO+1NC | [13 empty] | 3P | AC3 | 65 | A | AC | 100 | AC/DC | 1NO+1NC | [8 empty] | Schneider | Easy TeSys | LC1D | LC1D65KUE | 2 | CONT_POW_3P_AC3_65A_37kW_50HP_415V_AUX1NO+1NC_COIL220V |  |  | 24390 | INR | 2025-07-15 | Schneider WEF 15-Jul-2025 | Switching _All_WEF 15th Jul 25.pdf | 26 | Power Contactors LC1E (3 Pole AC Control) | LC1E65 | Switching _All_WEF 15th Jul 25.pdf ¦ Page 26 ¦ Table-A: Revolutionary Electronic Coil (BNE/EHE/KUE/LSE) | ACTIVE | OK
Motor Control | Contactor | Contactor | CONTACTOR¦POWER_CONTACTOR | Power Contactor | CONT_POW_3P_AC1_80A_37kW_50HP_415V_AUX1NO+1NC_COIL220V | Power Contactor – 3P ¦ AC1 80A ¦ 37kW/50HP @415V ¦ Coil 220VAC ¦ Aux 1NO+1NC | CONT_POW_3P_AC1_80A_37kW_50HP_415V_AUX1NO+1NC_COIL220V | Power Contactor – 3P ¦ AC1 80A ¦ 37kW/50HP @415V ¦ Aux 1NO+1NC ¦ Coil 24–60V AC/DC | Power Contactor – 3P ¦ AC1 80A ¦ 37kW/50HP @415V ¦ Aux 1NO+1NC ¦ Coil 24–60V AC/DC |  | FRAME-3 | [7 empty] | SYSTEM_VOLTAGE_V | 415 | V | MOTOR_KW | 37 | kW | MOTOR_HP | 50 | HP | [15 empty] | POLES | 3P |  | DUTY_TYPE | AC1 |  | COIL | 24-60VAC/DC |  | AUX_CONTACTS | 1NO+1NC | [13 empty] | 3P | AC1 | 80 | A | AC | 24 | AC/DC | 1NO+1NC | [8 empty] | Schneider | Easy TeSys | LC1D | LC1D80BNE | 2 | CONT_POW_3P_AC1_80A_37kW_50HP_415V_AUX1NO+1NC_COIL220V |  |  | 29600 | INR | 2025-07-15 | Schneider WEF 15-Jul-2025 | Switching _All_WEF 15th Jul 25.pdf | 26 | Power Contactors LC1E (3 Pole AC Control) | LC1E65 | Switching _All_WEF 15th Jul 25.pdf ¦ Page 26 ¦ Table-A: Revolutionary Electronic Coil (BNE/EHE/KUE/LSE) | ACTIVE | OK
Motor Control | Contactor | Contactor | CONTACTOR¦POWER_CONTACTOR | Power Contactor | CONT_POW_3P_AC1_80A_37kW_50HP_415V_AUX1NO+1NC_COIL220V | Power Contactor – 3P ¦ AC1 80A ¦ 37kW/50HP @415V ¦ Coil 220VAC ¦ Aux 1NO+1NC | CONT_POW_3P_AC1_80A_37kW_50HP_415V_AUX1NO+1NC_COIL220V | Power Contactor – 3P ¦ AC1 80A ¦ 37kW/50HP @415V ¦ Aux 1NO+1NC ¦ Coil 48–130V AC/DC | Power Contactor – 3P ¦ AC1 80A ¦ 37kW/50HP @415V ¦ Aux 1NO+1NC ¦ Coil 48–130V AC/DC |  | FRAME-3 | [7 empty] | SYSTEM_VOLTAGE_V | 415 | V | MOTOR_KW | 37 | kW | MOTOR_HP | 50 | HP | [15 empty] | POLES | 3P |  | DUTY_TYPE | AC1 |  | COIL | 48-130VAC/DC |  | AUX_CONTACTS | 1NO+1NC | [13 empty] | 3P | AC1 | 80 | A | AC | 48 | AC/DC | 1NO+1NC | [8 empty] | Schneider | Easy TeSys | LC1D | LC1D80EHE | 2 | CONT_POW_3P_AC1_80A_37kW_50HP_415V_AUX1NO+1NC_COIL220V |  |  | 29600 | INR | 2025-07-15 | Schneider WEF 15-Jul-2025 | Switching _All_WEF 15th Jul 25.pdf | 26 | Power Contactors LC1E (3 Pole AC Control) | LC1E65 | Switching _All_WEF 15th Jul 25.pdf ¦ Page 26 ¦ Table-A: Revolutionary Electronic Coil (BNE/EHE/KUE/LSE) | ACTIVE | OK
Motor Control | Contactor | Contactor | CONTACTOR¦POWER_CONTACTOR | Power Contactor | CONT_POW_3P_AC1_80A_37kW_50HP_415V_AUX1NO+1NC_COIL220V | Power Contactor – 3P ¦ AC1 80A ¦ 37kW/50HP @415V ¦ Coil 220VAC ¦ Aux 1NO+1NC | CONT_POW_3P_AC1_80A_37kW_50HP_415V_AUX1NO+1NC_COIL220V | Power Contactor – 3P ¦ AC1 80A ¦ 37kW/50HP @415V ¦ Aux 1NO+1NC ¦ Coil 100–250V AC/DC | Power Contactor – 3P ¦ AC1 80A ¦ 37kW/50HP @415V ¦ Aux 1NO+1NC ¦ Coil 100–250V AC/DC |  | FRAME-3 | [7 empty] | SYSTEM_VOLTAGE_V | 415 | V | MOTOR_KW | 37 | kW | MOTOR_HP | 50 | HP | [15 empty] | POLES | 3P |  | DUTY_TYPE | AC1 |  | COIL | 100-250VAC/DC |  | AUX_CONTACTS | 1NO+1NC | [13 empty] | 3P | AC1 | 80 | A | AC | 100 | AC/DC | 1NO+1NC | [8 empty] | Schneider | Easy TeSys | LC1D | LC1D80KUE | 2 | CONT_POW_3P_AC1_80A_37kW_50HP_415V_AUX1NO+1NC_COIL220V |  |  | 29600 | INR | 2025-07-15 | Schneider WEF 15-Jul-2025 | Switching _All_WEF 15th Jul 25.pdf | 26 | Power Contactors LC1E (3 Pole AC Control) | LC1E65 | Switching _All_WEF 15th Jul 25.pdf ¦ Page 26 ¦ Table-A: Revolutionary Electronic Coil (BNE/EHE/KUE/LSE) | ACTIVE | OK
Motor Control | Contactor | Contactor | CONTACTOR¦POWER_CONTACTOR | Power Contactor | CONT_POW_3P_AC3_80A_37kW_50HP_415V_AUX0NO+1NC_COIL220V | Power Contactor – 3P ¦ AC3 80A ¦ 37kW/50HP @415V ¦ Aux 0NO+1NC ¦ Coil 220V AC | CONT_POW_3P_AC3_80A_37kW_50HP_415V_AUX0NO+1NC_COIL220V | Power Contactor – 3P ¦ AC3 80A ¦ 37kW/50HP @415V ¦ Aux 0NO+1NC ¦ Coil 24–60V AC/DC | Power Contactor – 3P ¦ AC3 80A ¦ 37kW/50HP @415V ¦ Aux 0NO+1NC ¦ Coil 24–60V AC/DC |  | FRAME-1 | [7 empty] | SYSTEM_VOLTAGE_V | 415 | V | MOTOR_KW | 37 | kW | MOTOR_HP | 50 | HP | [15 empty] | POLES | 3P |  | DUTY_TYPE | AC1 |  | COIL | 24-60VAC/DC |  | AUX_CONTACTS | 0NO+1NC | [13 empty] | 3P | AC3 | 80 | A | AC | 24 | AC/DC | 0NO+1NC | [8 empty] | Schneider | Easy TeSys | LC1D | LC1D80BNE | 2 | CONT_POW_3P_AC3_80A_37kW_50HP_415V_AUX0NO+1NC_COIL220V |  |  | 29600 | INR | 2025-07-15 | Schneider WEF 15-Jul-2025 | Switching _All_WEF 15th Jul 25.pdf | 26 | Power Contactors LC1E (3 Pole AC Control) | LC1E1201 | Switching _All_WEF 15th Jul 25.pdf ¦ Page 26 ¦ Table-A: Revolutionary Electronic Coil (BNE/EHE/KUE/LSE) | ACTIVE | OK
Motor Control | Contactor | Contactor | CONTACTOR¦POWER_CONTACTOR | Power Contactor | CONT_POW_3P_AC3_80A_37kW_50HP_415V_AUX0NO+1NC_COIL220V | Power Contactor – 3P ¦ AC3 80A ¦ 37kW/50HP @415V ¦ Aux 0NO+1NC ¦ Coil 220V AC | CONT_POW_3P_AC3_80A_37kW_50HP_415V_AUX0NO+1NC_COIL220V | Power Contactor – 3P ¦ AC3 80A ¦ 37kW/50HP @415V ¦ Aux 0NO+1NC ¦ Coil 48–130V AC/DC | Power Contactor – 3P ¦ AC3 80A ¦ 37kW/50HP @415V ¦ Aux 0NO+1NC ¦ Coil 48–130V AC/DC |  | FRAME-1 | [7 empty] | SYSTEM_VOLTAGE_V | 415 | V | MOTOR_KW | 37 | kW | MOTOR_HP | 50 | HP | [15 empty] | POLES | 3P |  | DUTY_TYPE | AC1 |  | COIL | 48-130VAC/DC |  | AUX_CONTACTS | 0NO+1NC | [13 empty] | 3P | AC3 | 80 | A | AC | 48 | AC/DC | 0NO+1NC | [8 empty] | Schneider | Easy TeSys | LC1D | LC1D80EHE | 2 | CONT_POW_3P_AC3_80A_37kW_50HP_415V_AUX0NO+1NC_COIL220V |  |  | 29600 | INR | 2025-07-15 | Schneider WEF 15-Jul-2025 | Switching _All_WEF 15th Jul 25.pdf | 26 | Power Contactors LC1E (3 Pole AC Control) | LC1E1201 | Switching _All_WEF 15th Jul 25.pdf ¦ Page 26 ¦ Table-A: Revolutionary Electronic Coil (BNE/EHE/KUE/LSE) | ACTIVE | OK
Motor Control | Contactor | Contactor | CONTACTOR¦POWER_CONTACTOR | Power Contactor | CONT_POW_3P_AC3_80A_37kW_50HP_415V_AUX0NO+1NC_COIL220V | Power Contactor – 3P ¦ AC3 80A ¦ 37kW/50HP @415V ¦ Aux 0NO+1NC ¦ Coil 220V AC | CONT_POW_3P_AC3_80A_37kW_50HP_415V_AUX0NO+1NC_COIL220V | Power Contactor – 3P ¦ AC3 80A ¦ 37kW/50HP @415V ¦ Aux 0NO+1NC ¦ Coil 100–250V AC/DC | Power Contactor – 3P ¦ AC3 80A ¦ 37kW/50HP @415V ¦ Aux 0NO+1NC ¦ Coil 100–250V AC/DC |  | FRAME-1 | [7 empty] | SYSTEM_VOLTAGE_V | 415 | V | MOTOR_KW | 37 | kW | MOTOR_HP | 50 | HP | [15 empty] | POLES | 3P |  | DUTY_TYPE | AC1 |  | COIL | 100-250VAC/DC |  | AUX_CONTACTS | 0NO+1NC | [13 empty] | 3P | AC3 | 80 | A | AC | 100 | AC/DC | 0NO+1NC | [8 empty] | Schneider | Easy TeSys | LC1D | LC1D80KUE | 2 | CONT_POW_3P_AC3_80A_37kW_50HP_415V_AUX0NO+1NC_COIL220V |  |  | 29600 | INR | 2025-07-15 | Schneider WEF 15-Jul-2025 | Switching _All_WEF 15th Jul 25.pdf | 26 | Power Contactors LC1E (3 Pole AC Control) | LC1E1201 | Switching _All_WEF 15th Jul 25.pdf ¦ Page 26 ¦ Table-A: Revolutionary Electronic Coil (BNE/EHE/KUE/LSE) | ACTIVE | OK
Motor Control | Contactor | Contactor | CONTACTOR¦POWER_CONTACTOR | Power Contactor | CONT_POW_3P_AC1_80A_25kW_35HP_415V_AUX0NO+1NC_COIL220V | Power Contactor – 3P ¦ AC1 80A ¦ 25kW/35HP @415V ¦ Aux 0NO+1NC ¦ Coil 220V AC | CONT_POW_3P_AC1_80A_25kW_35HP_415V_AUX0NO+1NC_COIL220V | Power Contactor – 3P ¦ AC1 80A ¦ 25kW/35HP @415V ¦ Aux 0NO+1NC ¦ Coil 24– | Power Contactor – 3P ¦ AC1 80A ¦ 25kW/35HP @415V ¦ Aux 0NO+1NC ¦ Coil 24– |  | FRAME-1 | [7 empty] | SYSTEM_VOLTAGE_V | 415 | V | MOTOR_KW | 25 | kW | MOTOR_HP | 35 | HP | [15 empty] | POLES | 3P |  | DUTY_TYPE | AC1 |  | COIL | 24-60VAC/DC |  | AUX_CONTACTS | 0NO+1NC | [13 empty] | 3P | AC1 | 80 | A | AC | 24 | AC/DC | 0NO+1NC | [8 empty] | Schneider | Easy TeSys | LC1D | LC1D50ABNE | 2 | CONT_POW_3P_AC1_80A_25kW_35HP_415V_AUX0NO+1NC_COIL220V |  |  | 21505 | INR | 2025-07-15 | Schneider WEF 15-Jul-2025 | Switching _All_WEF 15th Jul 25.pdf | 26 | Power Contactors LC1E (3 Pole AC Control) | LC1E1201 | Switching _All_WEF 15th Jul 25.pdf ¦ Page 26 ¦ Table-A: Revolutionary Electronic Coil (BNE/EHE/KUE/LSE) | ACTIVE | OK
Motor Control | Contactor | Contactor | CONTACTOR¦POWER_CONTACTOR | Power Contactor | CONT_POW_3P_AC1_80A_25kW_35HP_415V_AUX0NO+1NC_COIL220V | Power Contactor – 3P ¦ AC1 80A ¦ 25kW/35HP @415V ¦ Aux 0NO+1NC ¦ Coil 220V AC | CONT_POW_3P_AC1_80A_25kW_35HP_415V_AUX0NO+1NC_COIL220V | Power Contactor – 3P ¦ AC1 80A ¦ 25kW/35HP @415V ¦ Aux 0NO+1NC ¦ Coil 48– | Power Contactor – 3P ¦ AC1 80A ¦ 25kW/35HP @415V ¦ Aux 0NO+1NC ¦ Coil 48– |  | FRAME-1 | [7 empty] | SYSTEM_VOLTAGE_V | 415 | V | MOTOR_KW | 25 | kW | MOTOR_HP | 35 | HP | [15 empty] | POLES | 3P |  | DUTY_TYPE | AC1 |  | COIL | 24-60VAC/DC |  | AUX_CONTACTS | 0NO+1NC | [13 empty] | 3P | AC1 | 80 | A | AC | 48 | AC/DC | 0NO+1NC | [8 empty] | Schneider | Easy TeSys | LC1D | LC1D50AEHE | 2 | CONT_POW_3P_AC1_80A_25kW_35HP_415V_AUX0NO+1NC_COIL220V |  |  | 21505 | INR | 2025-07-15 | Schneider WEF 15-Jul-2025 | Switching _All_WEF 15th Jul 25.pdf | 26 | Power Contactors LC1E (3 Pole AC Control) | LC1E1201 | Switching _All_WEF 15th Jul 25.pdf ¦ Page 26 ¦ Table-A: Revolutionary Electronic Coil (BNE/EHE/KUE/LSE) | ACTIVE | OK
Motor Control | Contactor | Contactor | CONTACTOR¦POWER_CONTACTOR | Power Contactor | CONT_POW_3P_AC1_80A_25kW_35HP_415V_AUX0NO+1NC_COIL220V | Power Contactor – 3P ¦ AC1 80A ¦ 25kW/35HP @415V ¦ Aux 0NO+1NC ¦ Coil 220V AC | CONT_POW_3P_AC1_80A_25kW_35HP_415V_AUX0NO+1NC_COIL220V | Power Contactor – 3P ¦ AC1 80A ¦ 25kW/35HP @415V ¦ Aux 0NO+1NC ¦ Coil 100– | Power Contactor – 3P ¦ AC1 80A ¦ 25kW/35HP @415V ¦ Aux 0NO+1NC ¦ Coil 100– |  | FRAME-1 | [7 empty] | SYSTEM_VOLTAGE_V | 415 | V | MOTOR_KW | 25 | kW | MOTOR_HP | 35 | HP | [15 empty] | POLES | 3P |  | DUTY_TYPE | AC1 |  | COIL | 24-60VAC/DC |  | AUX_CONTACTS | 0NO+1NC | [13 empty] | 3P | AC1 | 80 | A | AC | 100 | AC/DC | 0NO+1NC | [8 empty] | Schneider | Easy TeSys | LC1D | LC1D50AKUE | 2 | CONT_POW_3P_AC1_80A_25kW_35HP_415V_AUX0NO+1NC_COIL220V |  |  | 21505 | INR | 2025-07-15 | Schneider WEF 15-Jul-2025 | Switching _All_WEF 15th Jul 25.pdf | 26 | Power Contactors LC1E (3 Pole AC Control) | LC1E1201 | Switching _All_WEF 15th Jul 25.pdf ¦ Page 26 ¦ Table-A: Revolutionary Electronic Coil (BNE/EHE/KUE/LSE) | ACTIVE | OK
Motor Control | Contactor | Contactor | CONTACTOR¦POWER_CONTACTOR | Power Contactor | CONT_POW_3P_AC3_50A_25kW_35HP_415V_AUX0NO+1NC_COIL220V | Power Contactor – 3P ¦ AC3 50A ¦ 25kW/35HP @415V ¦ Aux 0NO+1NC ¦ Coil 220V AC | CONT_POW_3P_AC3_50A_25kW_35HP_415V_AUX0NO+1NC_COIL220V | Power Contactor – 3P ¦ AC3 50A ¦ 25kW/35HP @415V ¦ Aux 0NO+1NC ¦ Coil 24– | Power Contactor – 3P ¦ AC3 50A ¦ 25kW/35HP @415V ¦ Aux 0NO+1NC ¦ Coil 24– |  | FRAME-1 | [7 empty] | SYSTEM_VOLTAGE_V | 415 | V | MOTOR_KW | 25 | kW | MOTOR_HP | 35 | HP | [15 empty] | POLES | 3P |  | DUTY_TYPE | AC1 |  | COIL | 24-60VAC/DC |  | AUX_CONTACTS | 0NO+1NC | [13 empty] | 3P | AC3 | 50 | A | AC | 24 | AC/DC | 0NO+1NC | [8 empty] | Schneider | Easy TeSys | LC1D | LC1D50ABNE | 2 | CONT_POW_3P_AC3_50A_25kW_35HP_415V_AUX0NO+1NC_COIL220V |  |  | 21505 | INR | 2025-07-15 | Schneider WEF 15-Jul-2025 | Switching _All_WEF 15th Jul 25.pdf | 26 | Power Contactors LC1E (3 Pole AC Control) | LC1E1201 | Switching _All_WEF 15th Jul 25.pdf ¦ Page 26 ¦ Table-A: Revolutionary Electronic Coil (BNE/EHE/KUE/LSE) | ACTIVE | OK
Motor Control | Contactor | Contactor | CONTACTOR¦POWER_CONTACTOR | Power Contactor | CONT_POW_3P_AC3_50A_25kW_35HP_415V_AUX0NO+1NC_COIL220V | Power Contactor – 3P ¦ AC3 50A ¦ 25kW/35HP @415V ¦ Aux 0NO+1NC ¦ Coil 220V AC | CONT_POW_3P_AC3_50A_25kW_35HP_415V_AUX0NO+1NC_COIL220V | Power Contactor – 3P ¦ AC3 50A ¦ 25kW/35HP @415V ¦ Aux 0NO+1NC ¦ Coil 48– | Power Contactor – 3P ¦ AC3 50A ¦ 25kW/35HP @415V ¦ Aux 0NO+1NC ¦ Coil 48– |  | FRAME-1 | [7 empty] | SYSTEM_VOLTAGE_V | 415 | V | MOTOR_KW | 25 | kW | MOTOR_HP | 35 | HP | [15 empty] | POLES | 3P |  | DUTY_TYPE | AC1 |  | COIL | 24-60VAC/DC |  | AUX_CONTACTS | 0NO+1NC | [13 empty] | 3P | AC3 | 50 | A | AC | 48 | AC/DC | 0NO+1NC | [8 empty] | Schneider | Easy TeSys | LC1D | LC1D50AEHE | 2 | CONT_POW_3P_AC3_50A_25kW_35HP_415V_AUX0NO+1NC_COIL220V |  |  | 21505 | INR | 2025-07-15 | Schneider WEF 15-Jul-2025 | Switching _All_WEF 15th Jul 25.pdf | 26 | Power Contactors LC1E (3 Pole AC Control) | LC1E1201 | Switching _All_WEF 15th Jul 25.pdf ¦ Page 26 ¦ Table-A: Revolutionary Electronic Coil (BNE/EHE/KUE/LSE) | ACTIVE | OK
Motor Control | Contactor | Contactor | CONTACTOR¦POWER_CONTACTOR | Power Contactor | CONT_POW_3P_AC3_50A_25kW_35HP_415V_AUX0NO+1NC_COIL220V | Power Contactor – 3P ¦ AC3 50A ¦ 25kW/35HP @415V ¦ Aux 0NO+1NC ¦ Coil 220V AC | CONT_POW_3P_AC3_50A_25kW_35HP_415V_AUX0NO+1NC_COIL220V | Power Contactor – 3P ¦ AC3 50A ¦ 25kW/35HP @415V ¦ Aux 0NO+1NC ¦ Coil 100– | Power Contactor – 3P ¦ AC3 50A ¦ 25kW/35HP @415V ¦ Aux 0NO+1NC ¦ Coil 100– |  | FRAME-1 | [7 empty] | SYSTEM_VOLTAGE_V | 415 | V | MOTOR_KW | 25 | kW | MOTOR_HP | 35 | HP | [15 empty] | POLES | 3P |  | DUTY_TYPE | AC1 |  | COIL | 24-60VAC/DC |  | AUX_CONTACTS | 0NO+1NC | [13 empty] | 3P | AC3 | 50 | A | AC | 100 | AC/DC | 0NO+1NC | [8 empty] | Schneider | Easy TeSys | LC1D | LC1D50AKUE | 2 | CONT_POW_3P_AC3_50A_25kW_35HP_415V_AUX0NO+1NC_COIL220V |  |  | 21505 | INR | 2025-07-15 | Schneider WEF 15-Jul-2025 | Switching _All_WEF 15th Jul 25.pdf | 26 | Power Contactors LC1E (3 Pole AC Control) | LC1E1201 | Switching _All_WEF 15th Jul 25.pdf ¦ Page 26 ¦ Table-A: Revolutionary Electronic Coil (BNE/EHE/KUE/LSE) | ACTIVE | OK
Motor Control | Contactor | Contactor | CONTACTOR¦POWER_CONTACTOR | Power Contactor | CONT_POW_3P_AC1_80A_37kW_50HP_415V_AUX1NO+1NC_COIL220V | Power Contactor – 3P ¦ AC1 80A ¦ 37kW/50HP @415V ¦ Coil 220VAC ¦ Aux 1NO+1NC | CONT_POW_3P_AC1_80A_37kW_50HP_415V_AUX1NO+1NC_COIL220V | Power Contactor – 3P ¦ AC1 80A ¦ 37kW/50HP @415V ¦ Aux 1NO+1NC ¦ Coil 24– | Power Contactor – 3P ¦ AC1 80A ¦ 37kW/50HP @415V ¦ Aux 1NO+1NC ¦ Coil 24– |  | FRAME-3 | [7 empty] | SYSTEM_VOLTAGE_V | 415 | V | MOTOR_KW | 37 | kW | MOTOR_HP | 50 | HP | [15 empty] | POLES | 3P |  | DUTY_TYPE | AC1 |  | COIL | 24-60VAC/DC |  | AUX_CONTACTS | 1NO+1NC | [13 empty] | 3P | AC1 | 80 | A | AC | 24 | AC/DC | 1NO+1NC | [8 empty] | Schneider | Easy TeSys | LC1D | LC1D65ABNE | 2 | CONT_POW_3P_AC1_80A_37kW_50HP_415V_AUX1NO+1NC_COIL220V |  |  | 24390 | INR | 2025-07-15 | Schneider WEF 15-Jul-2025 | Switching _All_WEF 15th Jul 25.pdf | 26 | Power Contactors LC1E (3 Pole AC Control) | LC1E65 | Switching _All_WEF 15th Jul 25.pdf ¦ Page 26 ¦ Table-A: Revolutionary Electronic Coil (BNE/EHE/KUE/LSE) | ACTIVE | OK
Motor Control | Contactor | Contactor | CONTACTOR¦POWER_CONTACTOR | Power Contactor | CONT_POW_3P_AC1_80A_37kW_50HP_415V_AUX1NO+1NC_COIL220V | Power Contactor – 3P ¦ AC1 80A ¦ 37kW/50HP @415V ¦ Coil 220VAC ¦ Aux 1NO+1NC | CONT_POW_3P_AC1_80A_37kW_50HP_415V_AUX1NO+1NC_COIL220V | Power Contactor – 3P ¦ AC1 80A ¦ 37kW/50HP @415V ¦ Aux 1NO+1NC ¦ Coil 48– | Power Contactor – 3P ¦ AC1 80A ¦ 37kW/50HP @415V ¦ Aux 1NO+1NC ¦ Coil 48– |  | FRAME-3 | [7 empty] | SYSTEM_VOLTAGE_V | 415 | V | MOTOR_KW | 37 | kW | MOTOR_HP | 50 | HP | [15 empty] | POLES | 3P |  | DUTY_TYPE | AC1 |  | COIL | 24-60VAC/DC |  | AUX_CONTACTS | 1NO+1NC | [13 empty] | 3P | AC1 | 80 | A | AC | 48 | AC/DC | 1NO+1NC | [8 empty] | Schneider | Easy TeSys | LC1D | LC1D65AEHE | 2 | CONT_POW_3P_AC1_80A_37kW_50HP_415V_AUX1NO+1NC_COIL220V |  |  | 24390 | INR | 2025-07-15 | Schneider WEF 15-Jul-2025 | Switching _All_WEF 15th Jul 25.pdf | 26 | Power Contactors LC1E (3 Pole AC Control) | LC1E65 | Switching _All_WEF 15th Jul 25.pdf ¦ Page 26 ¦ Table-A: Revolutionary Electronic Coil (BNE/EHE/KUE/LSE) | ACTIVE | OK
Motor Control | Contactor | Contactor | CONTACTOR¦POWER_CONTACTOR | Power Contactor | CONT_POW_3P_AC1_80A_37kW_50HP_415V_AUX1NO+1NC_COIL220V | Power Contactor – 3P ¦ AC1 80A ¦ 37kW/50HP @415V ¦ Coil 220VAC ¦ Aux 1NO+1NC | CONT_POW_3P_AC1_80A_37kW_50HP_415V_AUX1NO+1NC_COIL220V | Power Contactor – 3P ¦ AC1 80A ¦ 37kW/50HP @415V ¦ Aux 1NO+1NC ¦ Coil 100– | Power Contactor – 3P ¦ AC1 80A ¦ 37kW/50HP @415V ¦ Aux 1NO+1NC ¦ Coil 100– |  | FRAME-3 | [7 empty] | SYSTEM_VOLTAGE_V | 415 | V | MOTOR_KW | 37 | kW | MOTOR_HP | 50 | HP | [15 empty] | POLES | 3P |  | DUTY_TYPE | AC1 |  | COIL | 24-60VAC/DC |  | AUX_CONTACTS | 1NO+1NC | [13 empty] | 3P | AC1 | 80 | A | AC | 100 | AC/DC | 1NO+1NC | [8 empty] | Schneider | Easy TeSys | LC1D | LC1D65AKUE | 2 | CONT_POW_3P_AC1_80A_37kW_50HP_415V_AUX1NO+1NC_COIL220V |  |  | 24390 | INR | 2025-07-15 | Schneider WEF 15-Jul-2025 | Switching _All_WEF 15th Jul 25.pdf | 26 | Power Contactors LC1E (3 Pole AC Control) | LC1E65 | Switching _All_WEF 15th Jul 25.pdf ¦ Page 26 ¦ Table-A: Revolutionary Electronic Coil (BNE/EHE/KUE/LSE) | ACTIVE | OK
Motor Control | Contactor | Contactor | CONTACTOR¦POWER_CONTACTOR | Power Contactor | CONT_POW_3P_AC3_65A_37kW_50HP_415V_AUX1NO+1NC_COIL220V | Power Contactor – 3P ¦ AC3 65A ¦ 37kW/50HP @415V ¦ Coil 220VAC ¦ Aux 1NO+1NC | CONT_POW_3P_AC3_65A_37kW_50HP_415V_AUX1NO+1NC_COIL220V | Power Contactor – 3P ¦ AC3 65A ¦ 37kW/50HP @415V ¦ Aux 1NO+1NC ¦ Coil 24– | Power Contactor – 3P ¦ AC3 65A ¦ 37kW/50HP @415V ¦ Aux 1NO+1NC ¦ Coil 24– |  | FRAME-3 | [7 empty] | SYSTEM_VOLTAGE_V | 415 | V | MOTOR_KW | 37 | kW | MOTOR_HP | 50 | HP | [15 empty] | POLES | 3P |  | DUTY_TYPE | AC3 |  | COIL | 24-60VAC/DC |  | AUX_CONTACTS | 1NO+1NC | [13 empty] | 3P | AC3 | 65 | A | AC | 24 | AC/DC | 1NO+1NC | [8 empty] | Schneider | Easy TeSys | LC1D | LC1D65ABNE | 2 | CONT_POW_3P_AC3_65A_37kW_50HP_415V_AUX1NO+1NC_COIL220V |  |  | 24390 | INR | 2025-07-15 | Schneider WEF 15-Jul-2025 | Switching _All_WEF 15th Jul 25.pdf | 26 | Power Contactors LC1E (3 Pole AC Control) | LC1E65 | Switching _All_WEF 15th Jul 25.pdf ¦ Page 26 ¦ Table-A: Revolutionary Electronic Coil (BNE/EHE/KUE/LSE) | ACTIVE | OK
Motor Control | Contactor | Contactor | CONTACTOR¦POWER_CONTACTOR | Power Contactor | CONT_POW_3P_AC3_65A_37kW_50HP_415V_AUX1NO+1NC_COIL220V | Power Contactor – 3P ¦ AC3 65A ¦ 37kW/50HP @415V ¦ Coil 220VAC ¦ Aux 1NO+1NC | CONT_POW_3P_AC3_65A_37kW_50HP_415V_AUX1NO+1NC_COIL220V | Power Contactor – 3P ¦ AC3 65A ¦ 37kW/50HP @415V ¦ Aux 1NO+1NC ¦ Coil 48– | Power Contactor – 3P ¦ AC3 65A ¦ 37kW/50HP @415V ¦ Aux 1NO+1NC ¦ Coil 48– |  | FRAME-3 | [7 empty] | SYSTEM_VOLTAGE_V | 415 | V | MOTOR_KW | 37 | kW | MOTOR_HP | 50 | HP | [15 empty] | POLES | 3P |  | DUTY_TYPE | AC3 |  | COIL | 24-60VAC/DC |  | AUX_CONTACTS | 1NO+1NC | [13 empty] | 3P | AC3 | 65 | A | AC | 48 | AC/DC | 1NO+1NC | [8 empty] | Schneider | Easy TeSys | LC1D | LC1D65AEHE | 2 | CONT_POW_3P_AC3_65A_37kW_50HP_415V_AUX1NO+1NC_COIL220V |  |  | 24390 | INR | 2025-07-15 | Schneider WEF 15-Jul-2025 | Switching _All_WEF 15th Jul 25.pdf | 26 | Power Contactors LC1E (3 Pole AC Control) | LC1E65 | Switching _All_WEF 15th Jul 25.pdf ¦ Page 26 ¦ Table-A: Revolutionary Electronic Coil (BNE/EHE/KUE/LSE) | ACTIVE | OK
Motor Control | Contactor | Contactor | CONTACTOR¦POWER_CONTACTOR | Power Contactor | CONT_POW_3P_AC3_65A_37kW_50HP_415V_AUX1NO+1NC_COIL220V | Power Contactor – 3P ¦ AC3 65A ¦ 37kW/50HP @415V ¦ Coil 220VAC ¦ Aux 1NO+1NC | CONT_POW_3P_AC3_65A_37kW_50HP_415V_AUX1NO+1NC_COIL220V | Power Contactor – 3P ¦ AC3 65A ¦ 37kW/50HP @415V ¦ Aux 1NO+1NC ¦ Coil 100– | Power Contactor – 3P ¦ AC3 65A ¦ 37kW/50HP @415V ¦ Aux 1NO+1NC ¦ Coil 100– |  | FRAME-3 | [7 empty] | SYSTEM_VOLTAGE_V | 415 | V | MOTOR_KW | 37 | kW | MOTOR_HP | 50 | HP | [15 empty] | POLES | 3P |  | DUTY_TYPE | AC3 |  | COIL | 24-60VAC/DC |  | AUX_CONTACTS | 1NO+1NC | [13 empty] | 3P | AC3 | 65 | A | AC | 100 | AC/DC | 1NO+1NC | [8 empty] | Schneider | Easy TeSys | LC1D | LC1D65AKUE | 2 | CONT_POW_3P_AC3_65A_37kW_50HP_415V_AUX1NO+1NC_COIL220V |  |  | 24390 | INR | 2025-07-15 | Schneider WEF 15-Jul-2025 | Switching _All_WEF 15th Jul 25.pdf | 26 | Power Contactors LC1E (3 Pole AC Control) | LC1E65 | Switching _All_WEF 15th Jul 25.pdf ¦ Page 26 ¦ Table-A: Revolutionary Electronic Coil (BNE/EHE/KUE/LSE) | ACTIVE | OK
Motor Control | Contactor | Contactor | CONTACTOR¦POWER_CONTACTOR | Power Contactor | CONT_POW_3P_AC1_80A_37kW_50HP_415V_AUX1NO+1NC_COIL220V | Power Contactor – 3P ¦ AC1 80A ¦ 37kW/50HP @415V ¦ Coil 220VAC ¦ Aux 1NO+1NC | CONT_POW_3P_AC1_80A_37kW_50HP_415V_AUX1NO+1NC_COIL220V | Power Contactor – 3P ¦ AC1 80A ¦ 37kW/50HP @415V ¦ Aux 1NO+1NC ¦ Coil 24– | Power Contactor – 3P ¦ AC1 80A ¦ 37kW/50HP @415V ¦ Aux 1NO+1NC ¦ Coil 24– |  | FRAME-3 | [7 empty] | SYSTEM_VOLTAGE_V | 415 | V | MOTOR_KW | 37 | kW | MOTOR_HP | 50 | HP | [15 empty] | POLES | 3P |  | DUTY_TYPE | AC1 |  | COIL | 24-60VAC/DC |  | AUX_CONTACTS | 1NO+1NC | [13 empty] | 3P | AC1 | 80 | A | AC | 24 | AC/DC | 1NO+1NC | [8 empty] | Schneider | Easy TeSys | LC1D | LC1D80ABNE | 2 | CONT_POW_3P_AC1_80A_37kW_50HP_415V_AUX1NO+1NC_COIL220V |  |  | 24390 | INR | 2025-07-15 | Schneider WEF 15-Jul-2025 | Switching _All_WEF 15th Jul 25.pdf | 26 | Power Contactors LC1E (3 Pole AC Control) | LC1E65 | Switching _All_WEF 15th Jul 25.pdf ¦ Page 26 ¦ Table-A: Revolutionary Electronic Coil (BNE/EHE/KUE/LSE) | ACTIVE | OK
Motor Control | Contactor | Contactor | CONTACTOR¦POWER_CONTACTOR | Power Contactor | CONT_POW_3P_AC1_80A_37kW_50HP_415V_AUX1NO+1NC_COIL220V | Power Contactor – 3P ¦ AC1 80A ¦ 37kW/50HP @415V ¦ Coil 220VAC ¦ Aux 1NO+1NC | CONT_POW_3P_AC1_80A_37kW_50HP_415V_AUX1NO+1NC_COIL220V | Power Contactor – 3P ¦ AC1 80A ¦ 37kW/50HP @415V ¦ Aux 1NO+1NC ¦ Coil 48– | Power Contactor – 3P ¦ AC1 80A ¦ 37kW/50HP @415V ¦ Aux 1NO+1NC ¦ Coil 48– |  | FRAME-3 | [7 empty] | SYSTEM_VOLTAGE_V | 415 | V | MOTOR_KW | 37 | kW | MOTOR_HP | 50 | HP | [15 empty] | POLES | 3P |  | DUTY_TYPE | AC1 |  | COIL | 24-60VAC/DC |  | AUX_CONTACTS | 1NO+1NC | [13 empty] | 3P | AC1 | 80 | A | AC | 48 | AC/DC | 1NO+1NC | [8 empty] | Schneider | Easy TeSys | LC1D | LC1D80AEHE | 2 | CONT_POW_3P_AC1_80A_37kW_50HP_415V_AUX1NO+1NC_COIL220V |  |  | 24390 | INR | 2025-07-15 | Schneider WEF 15-Jul-2025 | Switching _All_WEF 15th Jul 25.pdf | 26 | Power Contactors LC1E (3 Pole AC Control) | LC1E65 | Switching _All_WEF 15th Jul 25.pdf ¦ Page 26 ¦ Table-A: Revolutionary Electronic Coil (BNE/EHE/KUE/LSE) | ACTIVE | OK
Motor Control | Contactor | Contactor | CONTACTOR¦POWER_CONTACTOR | Power Contactor | CONT_POW_3P_AC1_80A_37kW_50HP_415V_AUX1NO+1NC_COIL220V | Power Contactor – 3P ¦ AC1 80A ¦ 37kW/50HP @415V ¦ Coil 220VAC ¦ Aux 1NO+1NC | CONT_POW_3P_AC1_80A_37kW_50HP_415V_AUX1NO+1NC_COIL220V | Power Contactor – 3P ¦ AC1 80A ¦ 37kW/50HP @415V ¦ Aux 1NO+1NC ¦ Coil 100– | Power Contactor – 3P ¦ AC1 80A ¦ 37kW/50HP @415V ¦ Aux 1NO+1NC ¦ Coil 100– |  | FRAME-3 | [7 empty] | SYSTEM_VOLTAGE_V | 415 | V | MOTOR_KW | 37 | kW | MOTOR_HP | 50 | HP | [15 empty] | POLES | 3P |  | DUTY_TYPE | AC1 |  | COIL | 24-60VAC/DC |  | AUX_CONTACTS | 1NO+1NC | [13 empty] | 3P | AC1 | 80 | A | AC | 100 | AC/DC | 1NO+1NC | [8 empty] | Schneider | Easy TeSys | LC1D | LC1D80AKUE | 2 | CONT_POW_3P_AC1_80A_37kW_50HP_415V_AUX1NO+1NC_COIL220V |  |  | 24390 | INR | 2025-07-15 | Schneider WEF 15-Jul-2025 | Switching _All_WEF 15th Jul 25.pdf | 26 | Power Contactors LC1E (3 Pole AC Control) | LC1E65 | Switching _All_WEF 15th Jul 25.pdf ¦ Page 26 ¦ Table-A: Revolutionary Electronic Coil (BNE/EHE/KUE/LSE) | ACTIVE | OK
Motor Control | Contactor | Contactor | CONTACTOR¦POWER_CONTACTOR | Power Contactor | CONT_POW_3P_AC3_65A_37kW_50HP_415V_AUX1NO+1NC_COIL220V | Power Contactor – 3P ¦ AC3 65A ¦ 37kW/50HP @415V ¦ Coil 220VAC ¦ Aux 1NO+1NC | CONT_POW_3P_AC3_65A_37kW_50HP_415V_AUX1NO+1NC_COIL220V | Power Contactor – 3P ¦ AC3 65A ¦ 37kW/50HP @415V ¦ Aux 1NO+1NC ¦ Coil 24– | Power Contactor – 3P ¦ AC3 65A ¦ 37kW/50HP @415V ¦ Aux 1NO+1NC ¦ Coil 24– |  | FRAME-3 | [7 empty] | SYSTEM_VOLTAGE_V | 415 | V | MOTOR_KW | 37 | kW | MOTOR_HP | 50 | HP | [15 empty] | POLES | 3P |  | DUTY_TYPE | AC3 |  | COIL | 24-60VAC/DC |  | AUX_CONTACTS | 1NO+1NC | [13 empty] | 3P | AC3 | 65 | A | AC | 24 | AC/DC | 1NO+1NC | [8 empty] | Schneider | Easy TeSys | LC1D | LC1D80ABNE | 2 | CONT_POW_3P_AC3_65A_37kW_50HP_415V_AUX1NO+1NC_COIL220V |  |  | 24390 | INR | 2025-07-15 | Schneider WEF 15-Jul-2025 | Switching _All_WEF 15th Jul 25.pdf | 26 | Power Contactors LC1E (3 Pole AC Control) | LC1E65 | Switching _All_WEF 15th Jul 25.pdf ¦ Page 26 ¦ Table-A: Revolutionary Electronic Coil (BNE/EHE/KUE/LSE) | ACTIVE | OK
Motor Control | Contactor | Contactor | CONTACTOR¦POWER_CONTACTOR | Power Contactor | CONT_POW_3P_AC3_65A_37kW_50HP_415V_AUX1NO+1NC_COIL220V | Power Contactor – 3P ¦ AC3 65A ¦ 37kW/50HP @415V ¦ Coil 220VAC ¦ Aux 1NO+1NC | CONT_POW_3P_AC3_65A_37kW_50HP_415V_AUX1NO+1NC_COIL220V | Power Contactor – 3P ¦ AC3 65A ¦ 37kW/50HP @415V ¦ Aux 1NO+1NC ¦ Coil 48– | Power Contactor – 3P ¦ AC3 65A ¦ 37kW/50HP @415V ¦ Aux 1NO+1NC ¦ Coil 48– |  | FRAME-3 | [7 empty] | SYSTEM_VOLTAGE_V | 415 | V | MOTOR_KW | 37 | kW | MOTOR_HP | 50 | HP | [15 empty] | POLES | 3P |  | DUTY_TYPE | AC3 |  | COIL | 24-60VAC/DC |  | AUX_CONTACTS | 1NO+1NC | [13 empty] | 3P | AC3 | 65 | A | AC | 48 | AC/DC | 1NO+1NC | [8 empty] | Schneider | Easy TeSys | LC1D | LC1D80AEHE | 2 | CONT_POW_3P_AC3_65A_37kW_50HP_415V_AUX1NO+1NC_COIL220V |  |  | 24390 | INR | 2025-07-15 | Schneider WEF 15-Jul-2025 | Switching _All_WEF 15th Jul 25.pdf | 26 | Power Contactors LC1E (3 Pole AC Control) | LC1E65 | Switching _All_WEF 15th Jul 25.pdf ¦ Page 26 ¦ Table-A: Revolutionary Electronic Coil (BNE/EHE/KUE/LSE) | ACTIVE | OK
Motor Control | Contactor | Contactor | CONTACTOR¦POWER_CONTACTOR | Power Contactor | CONT_POW_3P_AC3_65A_37kW_50HP_415V_AUX1NO+1NC_COIL220V | Power Contactor – 3P ¦ AC3 65A ¦ 37kW/50HP @415V ¦ Coil 220VAC ¦ Aux 1NO+1NC | CONT_POW_3P_AC3_65A_37kW_50HP_415V_AUX1NO+1NC_COIL220V | Power Contactor – 3P ¦ AC3 65A ¦ 37kW/50HP @415V ¦ Aux 1NO+1NC ¦ Coil 100– | Power Contactor – 3P ¦ AC3 65A ¦ 37kW/50HP @415V ¦ Aux 1NO+1NC ¦ Coil 100– |  | FRAME-3 | [7 empty] | SYSTEM_VOLTAGE_V | 415 | V | MOTOR_KW | 37 | kW | MOTOR_HP | 50 | HP | [15 empty] | POLES | 3P |  | DUTY_TYPE | AC3 |  | COIL | 24-60VAC/DC |  | AUX_CONTACTS | 1NO+1NC | [13 empty] | 3P | AC3 | 65 | A | AC | 100 | AC/DC | 1NO+1NC | [8 empty] | Schneider | Easy TeSys | LC1D | LC1D80AKUE | 2 | CONT_POW_3P_AC3_65A_37kW_50HP_415V_AUX1NO+1NC_COIL220V |  |  | 24390 | INR | 2025-07-15 | Schneider WEF 15-Jul-2025 | Switching _All_WEF 15th Jul 25.pdf | 26 | Power Contactors LC1E (3 Pole AC Control) | LC1E65 | Switching _All_WEF 15th Jul 25.pdf ¦ Page 26 ¦ Table-A: Revolutionary Electronic Coil (BNE/EHE/KUE/LSE) | ACTIVE | OK
Motor Control | Contactor | Contactor | CONTACTOR¦POWER_CONTACTOR | Power Contactor | CONT_POW_3P_DC24_AC1_60A_22kW_30HP_415V_AUX0NO+1NC_COIL110V | Power Contactor – 3P ¦ AC1 60A ¦ 22kW/30HP @415V ¦ Aux 0NO+1NC ¦ Coil 110V AC | CONT_POW_3P_DC24_AC1_60A_22kW_30HP_415V_AUX0NO+1NC_COIL110V | Power Contactor – 3P ¦ AC1 60A ¦ 22kW/30HP @415V ¦ Aux 0NO+1NC ¦ Coil 24–60 V AC/DC | Power Contactor – 3P ¦ AC1 60A ¦ 22kW/30HP @415V ¦ Aux 0NO+1NC ¦ Coil 24–60 V AC/DC |  | FRAME-1 | [7 empty] | SYSTEM_VOLTAGE_V | 415 | V | MOTOR_KW | 22 | kW | MOTOR_HP | 30 | HP | [15 empty] | POLES | 3P |  | DUTY_TYPE | AC1 |  | COIL | 24–60VAC/DC |  | AUX_CONTACTS | 0NO+1NC | [13 empty] | 3P | AC1 | 60 | A | AC | 24 | AC/DC | 0NO+1NC | [8 empty] | Schneider | Easy TeSys | LC1D | LC1D40ABNE | 2 | CONT_POW_3P_DC24_AC1_60A_22kW_30HP_415V_AUX0NO+1NC_COIL110V |  |  | 17135 | INR | 2025-07-15 | Schneider WEF 15-Jul-2025 | Switching _All_WEF 15th Jul 25.pdf | 26 | Power Contactors LC1E (3 Pole AC Control) | LC1E1201 | Switching _All_WEF 15th Jul 25.pdf ¦ Page 22 ¦ Table-1: 3P DC Control (BD/FD/MD) ¦ LC1D40A* BD only | ACTIVE | OK
Motor Control | Contactor | Contactor | CONTACTOR¦POWER_CONTACTOR | Power Contactor | CONT_POW_3P_DC24_AC1_60A_22kW_30HP_415V_AUX0NO+1NC_COIL110V | Power Contactor – 3P ¦ AC1 60A ¦ 22kW/30HP @415V ¦ Aux 0NO+1NC ¦ Coil 110V AC | CONT_POW_3P_DC24_AC1_60A_22kW_30HP_415V_AUX0NO+1NC_COIL110V | Power Contactor – 3P ¦ AC1 60A ¦ 22kW/30HP @415V ¦ Aux 0NO+1NC ¦ Coil 48–130 V AC/DC | Power Contactor – 3P ¦ AC1 60A ¦ 22kW/30HP @415V ¦ Aux 0NO+1NC ¦ Coil 48–130 V AC/DC |  | FRAME-1 | [7 empty] | SYSTEM_VOLTAGE_V | 415 | V | MOTOR_KW | 22 | kW | MOTOR_HP | 30 | HP | [15 empty] | POLES | 3P |  | DUTY_TYPE | AC1 |  | COIL | 48–130VAC/DC |  | AUX_CONTACTS | 0NO+1NC | [13 empty] | 3P | AC1 | 60 | A | AC | 48 | AC/DC | 0NO+1NC | [8 empty] | Schneider | Easy TeSys | LC1D | LC1D40AEHE | 2 | CONT_POW_3P_DC24_AC1_60A_22kW_30HP_415V_AUX0NO+1NC_COIL110V |  |  | 17135 | INR | 2025-07-15 | Schneider WEF 15-Jul-2025 | Switching _All_WEF 15th Jul 25.pdf | 26 | Power Contactors LC1E (3 Pole AC Control) | LC1E1201 | Switching _All_WEF 15th Jul 25.pdf ¦ Page 22 ¦ Table-1: 3P DC Control (BD/FD/MD) ¦ LC1D40A* BD only | ACTIVE | OK
Motor Control | Contactor | Contactor | CONTACTOR¦POWER_CONTACTOR | Power Contactor | CONT_POW_3P_DC24_AC1_60A_22kW_30HP_415V_AUX0NO+1NC_COIL110V | Power Contactor – 3P ¦ AC1 60A ¦ 22kW/30HP @415V ¦ Aux 0NO+1NC ¦ Coil 110V AC | CONT_POW_3P_DC24_AC1_60A_22kW_30HP_415V_AUX0NO+1NC_COIL110V | Power Contactor – 3P ¦ AC1 60A ¦ 22kW/30HP @415V ¦ Aux 0NO+1NC ¦ Coil 100–250 V AC/DC | Power Contactor – 3P ¦ AC1 60A ¦ 22kW/30HP @415V ¦ Aux 0NO+1NC ¦ Coil 100–250 V AC/DC |  | FRAME-1 | [7 empty] | SYSTEM_VOLTAGE_V | 415 | V | MOTOR_KW | 22 | kW | MOTOR_HP | 30 | HP | [15 empty] | POLES | 3P |  | DUTY_TYPE | AC1 |  | COIL | 100–250VAC/DC |  | AUX_CONTACTS | 0NO+1NC | [13 empty] | 3P | AC1 | 60 | A | AC | 100 | AC/DC | 0NO+1NC | [8 empty] | Schneider | Easy TeSys | LC1D | LC1D40AKUE | 2 | CONT_POW_3P_DC24_AC1_60A_22kW_30HP_415V_AUX0NO+1NC_COIL110V |  |  | 17135 | INR | 2025-07-15 | Schneider WEF 15-Jul-2025 | Switching _All_WEF 15th Jul 25.pdf | 26 | Power Contactors LC1E (3 Pole AC Control) | LC1E1201 | Switching _All_WEF 15th Jul 25.pdf ¦ Page 22 ¦ Table-1: 3P DC Control (BD/FD/MD) ¦ LC1D40A* BD only | ACTIVE | OK
Motor Control | Contactor | Contactor | CONTACTOR¦POWER_CONTACTOR | Power Contactor | CONT_POW_3P_DC24_AC3_40A_22kW_30HP_415V_AUX0NO+1NC_COIL110V | Power Contactor – 3P ¦ AC3 40A ¦ 22kW/30HP @415V ¦ Aux 0NO+1NC ¦ Coil 110V AC | CONT_POW_3P_DC24_AC3_40A_22kW_30HP_415V_AUX0NO+1NC_COIL110V | Power Contactor – 3P ¦ AC3 40A ¦ 22kW/30HP @415V ¦ Aux 0NO+1NC ¦ Coil 24–60 V AC/DC | Power Contactor – 3P ¦ AC3 40A ¦ 22kW/30HP @415V ¦ Aux 0NO+1NC ¦ Coil 24–60 V AC/DC |  | FRAME-1 | [7 empty] | SYSTEM_VOLTAGE_V | 415 | V | MOTOR_KW | 22 | kW | MOTOR_HP | 30 | HP | [15 empty] | POLES | 3P |  | DUTY_TYPE | AC1 |  | COIL | 24–60VAC/DC |  | AUX_CONTACTS | 0NO+1NC | [13 empty] | 3P | AC3 | 40 | A | AC | 24 | AC/DC | 0NO+1NC | [8 empty] | Schneider | Easy TeSys | LC1D | LC1D40ABNE | 2 | CONT_POW_3P_DC24_AC3_40A_22kW_30HP_415V_AUX0NO+1NC_COIL110V |  |  | 17135 | INR | 2025-07-15 | Schneider WEF 15-Jul-2025 | Switching _All_WEF 15th Jul 25.pdf | 26 | Power Contactors LC1E (3 Pole AC Control) | LC1E1201 | Switching _All_WEF 15th Jul 25.pdf ¦ Page 22 ¦ Table-1: 3P DC Control (BD/FD/MD) ¦ LC1D40A* BD only | ACTIVE | OK
Motor Control | Contactor | Contactor | CONTACTOR¦POWER_CONTACTOR | Power Contactor | CONT_POW_3P_DC24_AC3_40A_22kW_30HP_415V_AUX0NO+1NC_COIL110V | Power Contactor – 3P ¦ AC3 40A ¦ 22kW/30HP @415V ¦ Aux 0NO+1NC ¦ Coil 110V AC | CONT_POW_3P_DC24_AC3_40A_22kW_30HP_415V_AUX0NO+1NC_COIL110V | Power Contactor – 3P ¦ AC3 40A ¦ 22kW/30HP @415V ¦ Aux 0NO+1NC ¦ Coil 48–130 V AC/DC | Power Contactor – 3P ¦ AC3 40A ¦ 22kW/30HP @415V ¦ Aux 0NO+1NC ¦ Coil 48–130 V AC/DC |  | FRAME-1 | [7 empty] | SYSTEM_VOLTAGE_V | 415 | V | MOTOR_KW | 22 | kW | MOTOR_HP | 30 | HP | [15 empty] | POLES | 3P |  | DUTY_TYPE | AC1 |  | COIL | 48–130VAC/DC |  | AUX_CONTACTS | 0NO+1NC | [13 empty] | 3P | AC3 | 40 | A | AC | 48 | AC/DC | 0NO+1NC | [8 empty] | Schneider | Easy TeSys | LC1D | LC1D40AEHE | 2 | CONT_POW_3P_DC24_AC3_40A_22kW_30HP_415V_AUX0NO+1NC_COIL110V |  |  | 17135 | INR | 2025-07-15 | Schneider WEF 15-Jul-2025 | Switching _All_WEF 15th Jul 25.pdf | 26 | Power Contactors LC1E (3 Pole AC Control) | LC1E1201 | Switching _All_WEF 15th Jul 25.pdf ¦ Page 22 ¦ Table-1: 3P DC Control (BD/FD/MD) ¦ LC1D40A* BD only | ACTIVE | OK
Motor Control | Contactor | Contactor | CONTACTOR¦POWER_CONTACTOR | Power Contactor | CONT_POW_3P_DC24_AC3_40A_22kW_30HP_415V_AUX0NO+1NC_COIL110V | Power Contactor – 3P ¦ AC3 40A ¦ 22kW/30HP @415V ¦ Aux 0NO+1NC ¦ Coil 110V AC | CONT_POW_3P_DC24_AC3_40A_22kW_30HP_415V_AUX0NO+1NC_COIL110V | Power Contactor – 3P ¦ AC3 40A ¦ 22kW/30HP @415V ¦ Aux 0NO+1NC ¦ Coil 100–250 V AC/DC | Power Contactor – 3P ¦ AC3 40A ¦ 22kW/30HP @415V ¦ Aux 0NO+1NC ¦ Coil 100–250 V AC/DC |  | FRAME-1 | [7 empty] | SYSTEM_VOLTAGE_V | 415 | V | MOTOR_KW | 22 | kW | MOTOR_HP | 30 | HP | [15 empty] | POLES | 3P |  | DUTY_TYPE | AC1 |  | COIL | 100–250VAC/DC |  | AUX_CONTACTS | 0NO+1NC | [13 empty] | 3P | AC3 | 40 | A | AC | 100 | AC/DC | 0NO+1NC | [8 empty] | Schneider | Easy TeSys | LC1D | LC1D40AKUE | 2 | CONT_POW_3P_DC24_AC3_40A_22kW_30HP_415V_AUX0NO+1NC_COIL110V |  |  | 17135 | INR | 2025-07-15 | Schneider WEF 15-Jul-2025 | Switching _All_WEF 15th Jul 25.pdf | 26 | Power Contactors LC1E (3 Pole AC Control) | LC1E1201 | Switching _All_WEF 15th Jul 25.pdf ¦ Page 22 ¦ Table-1: 3P DC Control (BD/FD/MD) ¦ LC1D40A* BD only | ACTIVE | OK
Motor Control | Contactor | Contactor | CONTACTOR¦POWER_CONTACTOR | Power Contactor | CONT_POW_4P_AC1_60A_AUX4NO_COIL24VDC | Power Contactor – 4P ¦ AC1 60A ¦ Coil 24V DC ¦ Aux 1NO+1NC ¦ 4NO | CONT_POW_4P_AC1_60A_AUX4NO_COIL24VDC | Power Contactor – 4P ¦ AC1 60A ¦ Coil 24V DC ¦ Aux 1NO+1NC ¦ 4NO | Power Contactor – 4P ¦ AC1 60A ¦ Coil 24V DC ¦ Aux 1NO+1NC ¦ 4NO | POLE_COMP_4NO | FRAME-1 | [7 empty] | SYSTEM_VOLTAGE_V | 415 | V | MOTOR_KW |  | kW | MOTOR_HP |  | HP | [15 empty] | POLES | 4P |  | DUTY_TYPE | AC1 |  | COIL | 24VDC |  | AUX_CONTACTS | 4NO | [13 empty] | 4P | AC1 | 60 | A | AC | 24 | DC | 1NO+1NC | [8 empty] | Schneider | Easy TeSys | LC1D | LC1DT60ABBE | 2 | CONT_POW_4P_AC1_60A_AUX4NO_COIL24VDC |  |  | 16910 | INR | 2025-07-15 | Schneider WEF 15-Jul-2025 | Switching _All_WEF 15th Jul 25.pdf | 26 | Power Contactors LC1E (4 Pole AC Control) | LC1E09004IN | Switching _All_WEF 15th Jul 25.pdf ¦ Page 26 ¦ Table-B: 4P Advanced Electronic Coil (BBE/BNE/EHE/KUE/LSE) | ACTIVE | OK
Motor Control | Contactor | Contactor | CONTACTOR¦POWER_CONTACTOR | Power Contactor | CONT_POW_4P_AC1_60A_AUX4NO_COIL24–60VAC/DC | Power Contactor – 4P ¦ AC1 60A ¦ Coil 24–60V AC/DC ¦ Aux 1NO+1NC ¦ 4NO | CONT_POW_4P_AC1_60A_AUX4NO_COIL24–60VAC/DC | Power Contactor – 4P ¦ AC1 60A ¦ Coil 24–60V AC/DC ¦ Aux 1NO+1NC ¦ 4NO | Power Contactor – 4P ¦ AC1 60A ¦ Coil 24–60V AC/DC ¦ Aux 1NO+1NC ¦ 4NO | POLE_COMP_4NO | FRAME-1 | [7 empty] | SYSTEM_VOLTAGE_V | 415 | V | MOTOR_KW |  | kW | MOTOR_HP |  | HP | [15 empty] | POLES | 4P |  | DUTY_TYPE | AC1 |  | COIL | 24–60VAC/DC |  | AUX_CONTACTS | 4NO | [13 empty] | 4P | AC1 | 60 | A | AC | 24 | AC/DC | 1NO+1NC | [8 empty] | Schneider | Easy TeSys | LC1D | LC1DT60ABNE | 2 | CONT_POW_4P_AC1_60A_AUX4NO_COIL24–60VAC/DC |  |  | 16910 | INR | 2025-07-15 | Schneider WEF 15-Jul-2025 | Switching _All_WEF 15th Jul 25.pdf | 26 | Power Contactors LC1E (4 Pole AC Control) | LC1E09004IN | Switching _All_WEF 15th Jul 25.pdf ¦ Page 26 ¦ Table-B: 4P Advanced Electronic Coil (BBE/BNE/EHE/KUE/LSE) | ACTIVE | OK
Motor Control | Contactor | Contactor | CONTACTOR¦POWER_CONTACTOR | Power Contactor | CONT_POW_4P_AC1_60A_AUX4NO_COIL48–130VAC/DC | Power Contactor – 4P ¦ AC1 60A ¦ Coil 48–130V AC/DC ¦ Aux 1NO+1NC ¦ 4NO | CONT_POW_4P_AC1_60A_AUX4NO_COIL48–130VAC/DC | Power Contactor – 4P ¦ AC1 60A ¦ Coil 48–130V AC/DC ¦ Aux 1NO+1NC ¦ 4NO | Power Contactor – 4P ¦ AC1 60A ¦ Coil 48–130V AC/DC ¦ Aux 1NO+1NC ¦ 4NO | POLE_COMP_4NO | FRAME-1 | [7 empty] | SYSTEM_VOLTAGE_V | 415 | V | MOTOR_KW |  | kW | MOTOR_HP |  | HP | [15 empty] | POLES | 4P |  | DUTY_TYPE | AC1 |  | COIL | 48–130VAC/DC |  | AUX_CONTACTS | 4NO | [13 empty] | 4P | AC1 | 60 | A | AC | 48 | AC/DC | 1NO+1NC | [8 empty] | Schneider | Easy TeSys | LC1D | LC1DT60AEHE | 2 | CONT_POW_4P_AC1_60A_AUX4NO_COIL48–130VAC/DC |  |  | 16910 | INR | 2025-07-15 | Schneider WEF 15-Jul-2025 | Switching _All_WEF 15th Jul 25.pdf | 26 | Power Contactors LC1E (4 Pole AC Control) | LC1E09004IN | Switching _All_WEF 15th Jul 25.pdf ¦ Page 26 ¦ Table-B: 4P Advanced Electronic Coil (BBE/BNE/EHE/KUE/LSE) | ACTIVE | OK
Motor Control | Contactor | Contactor | CONTACTOR¦POWER_CONTACTOR | Power Contactor | CONT_POW_4P_AC1_60A_AUX4NO_COIL100–250VAC/DC | Power Contactor – 4P ¦ AC1 60A ¦ Coil 100–250V AC/DC ¦ Aux 1NO+1NC ¦ 4NO | CONT_POW_4P_AC1_60A_AUX4NO_COIL100–250VAC/DC | Power Contactor – 4P ¦ AC1 60A ¦ Coil 100–250V AC/DC ¦ Aux 1NO+1NC ¦ 4NO | Power Contactor – 4P ¦ AC1 60A ¦ Coil 100–250V AC/DC ¦ Aux 1NO+1NC ¦ 4NO | POLE_COMP_4NO | FRAME-1 | [7 empty] | SYSTEM_VOLTAGE_V | 415 | V | MOTOR_KW |  | kW | MOTOR_HP |  | HP | [15 empty] | POLES | 4P |  | DUTY_TYPE | AC1 |  | COIL | 100–250VAC/DC |  | AUX_CONTACTS | 4NO | [13 empty] | 4P | AC1 | 60 | A | AC | 100 | AC/DC | 1NO+1NC | [8 empty] | Schneider | Easy TeSys | LC1D | LC1DT60AKUE | 2 | CONT_POW_4P_AC1_60A_AUX4NO_COIL100–250VAC/DC |  |  | 16910 | INR | 2025-07-15 | Schneider WEF 15-Jul-2025 | Switching _All_WEF 15th Jul 25.pdf | 26 | Power Contactors LC1E (4 Pole AC Control) | LC1E09004IN | Switching _All_WEF 15th Jul 25.pdf ¦ Page 26 ¦ Table-B: 4P Advanced Electronic Coil (BBE/BNE/EHE/KUE/LSE) | ACTIVE | OK
Motor Control | Contactor | Contactor | CONTACTOR¦POWER_CONTACTOR | Power Contactor | CONT_POW_4P_AC1_80A_AUX4NO_COIL24VDC | Power Contactor – 4P ¦ AC1 80A ¦ Coil 24V DC ¦ Aux 1NO+1NC ¦ 4NO | CONT_POW_4P_AC1_80A_AUX4NO_COIL24VDC | Power Contactor – 4P ¦ AC1 80A ¦ Coil 24V DC ¦ Aux 1NO+1NC ¦ 4NO | Power Contactor – 4P ¦ AC1 80A ¦ Coil 24V DC ¦ Aux 1NO+1NC ¦ 4NO | POLE_COMP_4NO | FRAME-1 | [7 empty] | SYSTEM_VOLTAGE_V | 415 | V | MOTOR_KW |  | kW | MOTOR_HP |  | HP | [15 empty] | POLES | 4P |  | DUTY_TYPE | AC1 |  | COIL | 24VDC |  | AUX_CONTACTS | 4NO | [13 empty] | 4P | AC1 | 80 | A | AC | 24 | DC | 1NO+1NC | [8 empty] | Schneider | Easy TeSys | LC1D | LC1DT80ABBE | 2 | CONT_POW_4P_AC1_80A_AUX4NO_COIL24VDC |  |  | 25225 | INR | 2025-07-15 | Schneider WEF 15-Jul-2025 | Switching _All_WEF 15th Jul 25.pdf | 26 | Power Contactors LC1E (4 Pole AC Control) | LC1E09004IN | Switching _All_WEF 15th Jul 25.pdf ¦ Page 26 ¦ Table-B: 4P Advanced Electronic Coil (BBE/BNE/EHE/KUE/LSE) | ACTIVE | OK
Motor Control | Contactor | Contactor | CONTACTOR¦POWER_CONTACTOR | Power Contactor | CONT_POW_4P_AC1_80A_AUX4NO_COIL24–60VAC/DC | Power Contactor – 4P ¦ AC1 80A ¦ Coil 24–60V AC/DC ¦ Aux 1NO+1NC ¦ 4NO | CONT_POW_4P_AC1_80A_AUX4NO_COIL24–60VAC/DC | Power Contactor – 4P ¦ AC1 80A ¦ Coil 24–60V AC/DC ¦ Aux 1NO+1NC ¦ 4NO | Power Contactor – 4P ¦ AC1 80A ¦ Coil 24–60V AC/DC ¦ Aux 1NO+1NC ¦ 4NO | POLE_COMP_4NO | FRAME-1 | [7 empty] | SYSTEM_VOLTAGE_V | 415 | V | MOTOR_KW |  | kW | MOTOR_HP |  | HP | [15 empty] | POLES | 4P |  | DUTY_TYPE | AC1 |  | COIL | 24–60VAC/DC |  | AUX_CONTACTS | 4NO | [13 empty] | 4P | AC1 | 80 | A | AC | 24 | AC/DC | 1NO+1NC | [8 empty] | Schneider | Easy TeSys | LC1D | LC1DT80ABNE | 2 | CONT_POW_4P_AC1_80A_AUX4NO_COIL24–60VAC/DC |  |  | 25225 | INR | 2025-07-15 | Schneider WEF 15-Jul-2025 | Switching _All_WEF 15th Jul 25.pdf | 26 | Power Contactors LC1E (4 Pole AC Control) | LC1E09004IN | Switching _All_WEF 15th Jul 25.pdf ¦ Page 26 ¦ Table-B: 4P Advanced Electronic Coil (BBE/BNE/EHE/KUE/LSE) | ACTIVE | OK
Motor Control | Contactor | Contactor | CONTACTOR¦POWER_CONTACTOR | Power Contactor | CONT_POW_4P_AC1_80A_AUX4NO_COIL48–130VAC/DC | Power Contactor – 4P ¦ AC1 80A ¦ Coil 48–130V AC/DC ¦ Aux 1NO+1NC ¦ 4NO | CONT_POW_4P_AC1_80A_AUX4NO_COIL48–130VAC/DC | Power Contactor – 4P ¦ AC1 80A ¦ Coil 48–130V AC/DC ¦ Aux 1NO+1NC ¦ 4NO | Power Contactor – 4P ¦ AC1 80A ¦ Coil 48–130V AC/DC ¦ Aux 1NO+1NC ¦ 4NO | POLE_COMP_4NO | FRAME-1 | [7 empty] | SYSTEM_VOLTAGE_V | 415 | V | MOTOR_KW |  | kW | MOTOR_HP |  | HP | [15 empty] | POLES | 4P |  | DUTY_TYPE | AC1 |  | COIL | 48–130VAC/DC |  | AUX_CONTACTS | 4NO | [13 empty] | 4P | AC1 | 80 | A | AC | 48 | AC/DC | 1NO+1NC | [8 empty] | Schneider | Easy TeSys | LC1D | LC1DT80AEHE | 2 | CONT_POW_4P_AC1_80A_AUX4NO_COIL48–130VAC/DC |  |  | 25225 | INR | 2025-07-15 | Schneider WEF 15-Jul-2025 | Switching _All_WEF 15th Jul 25.pdf | 26 | Power Contactors LC1E (4 Pole AC Control) | LC1E09004IN | Switching _All_WEF 15th Jul 25.pdf ¦ Page 26 ¦ Table-B: 4P Advanced Electronic Coil (BBE/BNE/EHE/KUE/LSE) | ACTIVE | OK
Motor Control | Contactor | Contactor | CONTACTOR¦POWER_CONTACTOR | Power Contactor | CONT_POW_4P_AC1_80A_AUX4NO_COIL100–250VAC/DC | Power Contactor – 4P ¦ AC1 80A ¦ Coil 100–250V AC/DC ¦ Aux 1NO+1NC ¦ 4NO | CONT_POW_4P_AC1_80A_AUX4NO_COIL100–250VAC/DC | Power Contactor – 4P ¦ AC1 80A ¦ Coil 100–250V AC/DC ¦ Aux 1NO+1NC ¦ 4NO | Power Contactor – 4P ¦ AC1 80A ¦ Coil 100–250V AC/DC ¦ Aux 1NO+1NC ¦ 4NO | POLE_COMP_4NO | FRAME-1 | [7 empty] | SYSTEM_VOLTAGE_V | 415 | V | MOTOR_KW |  | kW | MOTOR_HP |  | HP | [15 empty] | POLES | 4P |  | DUTY_TYPE | AC1 |  | COIL | 100–250VAC/DC |  | AUX_CONTACTS | 4NO | [13 empty] | 4P | AC1 | 80 | A | AC | 100 | AC/DC | 1NO+1NC | [8 empty] | Schneider | Easy TeSys | LC1D | LC1DT80AKUE | 2 | CONT_POW_4P_AC1_80A_AUX4NO_COIL100–250VAC/DC |  |  | 25225 | INR | 2025-07-15 | Schneider WEF 15-Jul-2025 | Switching _All_WEF 15th Jul 25.pdf | 26 | Power Contactors LC1E (4 Pole AC Control) | LC1E09004IN | Switching _All_WEF 15th Jul 25.pdf ¦ Page 26 ¦ Table-B: 4P Advanced Electronic Coil (BBE/BNE/EHE/KUE/LSE) | ACTIVE | OK
Motor Control | Contactor | Contactor | CONTACTOR¦POWER_CONTACTOR | Power Contactor | CONT_POW_4P_AC1_200A_AUX4NO_COIL24–60VAC/DC | Power Contactor – 4P ¦ AC1 200A ¦ Coil 24–60V AC/DC ¦ Aux 1NO+1NC ¦ 4NO | CONT_POW_4P_AC1_200A_AUX4NO_COIL24–60VAC/DC | Power Contactor – 4P ¦ AC1 200A ¦ Coil 24–60V AC/DC ¦ Aux 1NO+1NC ¦ 4NO | Power Contactor – 4P ¦ AC1 200A ¦ Coil 24–60V AC/DC ¦ Aux 1NO+1NC ¦ 4NO | POLE_COMP_4NO | FRAME-1 | [7 empty] | SYSTEM_VOLTAGE_V | 415 | V | MOTOR_KW |  | kW | MOTOR_HP |  | HP | [15 empty] | POLES | 4P |  | DUTY_TYPE | AC1 |  | COIL | 24–60VAC/DC |  | AUX_CONTACTS | 4NO | [13 empty] | 4P | AC1 | 200 | A | AC | 24 | AC/DC | 1NO+1NC | [8 empty] | Schneider | Easy TeSys | LC1D | LC1DT200ABNE | 2 | CONT_POW_4P_AC1_200A_AUX4NO_COIL24–60VAC/DC |  |  | 47305 | INR | 2025-07-15 | Schneider WEF 15-Jul-2025 | Switching _All_WEF 15th Jul 25.pdf | 26 | Power Contactors LC1E (4 Pole AC Control) | LC1E09004IN | Switching _All_WEF 15th Jul 25.pdf ¦ Page 26 ¦ Table-B: 4P Advanced Electronic Coil (BBE/BNE/EHE/KUE/LSE) | ACTIVE | OK
Motor Control | Contactor | Contactor | CONTACTOR¦POWER_CONTACTOR | Power Contactor | CONT_POW_4P_AC1_200A_AUX4NO_COIL48–130VAC/DC | Power Contactor – 4P ¦ AC1 200A ¦ Coil 48–130V AC/DC ¦ Aux 1NO+1NC ¦ 4NO | CONT_POW_4P_AC1_200A_AUX4NO_COIL48–130VAC/DC | Power Contactor – 4P ¦ AC1 200A ¦ Coil 48–130V AC/DC ¦ Aux 1NO+1NC ¦ 4NO | Power Contactor – 4P ¦ AC1 200A ¦ Coil 48–130V AC/DC ¦ Aux 1NO+1NC ¦ 4NO | POLE_COMP_4NO | FRAME-1 | [7 empty] | SYSTEM_VOLTAGE_V | 415 | V | MOTOR_KW |  | kW | MOTOR_HP |  | HP | [15 empty] | POLES | 4P |  | DUTY_TYPE | AC1 |  | COIL | 48–130VAC/DC |  | AUX_CONTACTS | 4NO | [13 empty] | 4P | AC1 | 200 | A | AC | 48 | AC/DC | 1NO+1NC | [8 empty] | Schneider | Easy TeSys | LC1D | LC1DT200AEHE | 2 | CONT_POW_4P_AC1_200A_AUX4NO_COIL48–130VAC/DC |  |  | 50545 | INR | 2025-07-15 | Schneider WEF 15-Jul-2025 | Switching _All_WEF 15th Jul 25.pdf | 26 | Power Contactors LC1E (4 Pole AC Control) | LC1E09004IN | Switching _All_WEF 15th Jul 25.pdf ¦ Page 26 ¦ Table-B: 4P Advanced Electronic Coil (BBE/BNE/EHE/KUE/LSE) | ACTIVE | OK
Motor Control | Contactor | Contactor | CONTACTOR¦POWER_CONTACTOR | Power Contactor | CONT_POW_4P_AC1_200A_AUX4NO_COIL100–250VAC/DC | Power Contactor – 4P ¦ AC1 200A ¦ Coil 100–250V AC/DC ¦ Aux 1NO+1NC ¦ 4NO | CONT_POW_4P_AC1_200A_AUX4NO_COIL100–250VAC/DC | Power Contactor – 4P ¦ AC1 200A ¦ Coil 100–250V AC/DC ¦ Aux 1NO+1NC ¦ 4NO | Power Contactor – 4P ¦ AC1 200A ¦ Coil 100–250V AC/DC ¦ Aux 1NO+1NC ¦ 4NO | POLE_COMP_4NO | FRAME-1 | [7 empty] | SYSTEM_VOLTAGE_V | 415 | V | MOTOR_KW |  | kW | MOTOR_HP |  | HP | [15 empty] | POLES | 4P |  | DUTY_TYPE | AC1 |  | COIL | 100–250VAC/DC |  | AUX_CONTACTS | 4NO | [13 empty] | 4P | AC1 | 200 | A | AC | 100 | AC/DC | 1NO+1NC | [8 empty] | Schneider | Easy TeSys | LC1D | LC1DT200AKUE | 2 | CONT_POW_4P_AC1_200A_AUX4NO_COIL100–250VAC/DC |  |  | 50185 | INR | 2025-07-15 | Schneider WEF 15-Jul-2025 | Switching _All_WEF 15th Jul 25.pdf | 26 | Power Contactors LC1E (4 Pole AC Control) | LC1E09004IN | Switching _All_WEF 15th Jul 25.pdf ¦ Page 26 ¦ Table-B: 4P Advanced Electronic Coil (BBE/BNE/EHE/KUE/LSE) | ACTIVE | OK
Motor Control | Contactor | Contactor | CONTACTOR¦POWER_CONTACTOR | Power Contactor | CONT_POW_4P_AC1_200A_AUX4NO_COIL200–250VAC/DC | Power Contactor – 4P ¦ AC1 200A ¦ Coil 200–250V AC/DC ¦ Aux 1NO+1NC ¦ 4NO | CONT_POW_4P_AC1_200A_AUX4NO_COIL200–250VAC/DC | Power Contactor – 4P ¦ AC1 200A ¦ Coil 200–250V AC/DC ¦ Aux 1NO+1NC ¦ 4NO | Power Contactor – 4P ¦ AC1 200A ¦ Coil 200–250V AC/DC ¦ Aux 1NO+1NC ¦ 4NO | POLE_COMP_4NO | FRAME-1 | [7 empty] | SYSTEM_VOLTAGE_V | 415 | V | MOTOR_KW |  | kW | MOTOR_HP |  | HP | [15 empty] | POLES | 4P |  | DUTY_TYPE | AC1 |  | COIL | 200–250VAC/DC |  | AUX_CONTACTS | 4NO | [13 empty] | 4P | AC1 | 200 | A | AC | 200 | AC/DC | 1NO+1NC | [8 empty] | Schneider | Easy TeSys | LC1D | LC1DT200ALSE | 2 | CONT_POW_4P_AC1_200A_AUX4NO_COIL200–250VAC/DC |  |  | 52825 | INR | 2025-07-15 | Schneider WEF 15-Jul-2025 | Switching _All_WEF 15th Jul 25.pdf | 26 | Power Contactors LC1E (4 Pole AC Control) | LC1E09004IN | Switching _All_WEF 15th Jul 25.pdf ¦ Page 26 ¦ Table-B: 4P Advanced Electronic Coil (BBE/BNE/EHE/KUE/LSE) | ACTIVE | OK
Motor Control | Control Contactor | Control Contactor | CONTACTOR¦CONTROL_CONTACTOR | Control Contactor | CONT_CTRL_3NO2NC | Control Contactor ¦ 3NO+2NC | CONT_CTRL_3NO2NC | Control Contactor ¦ 3NO+2NC ¦ AC Control | Control Contactor ¦ 3NO+2NC ¦ AC Control ¦ Coil 24VAC | CTRL_CFG_3NO+2NC ¦ AC_Control | FRAME-1 | [7 empty] | SYSTEM_VOLTAGE_V | 415 | V | [21 empty] | POLES | 3P |  | DUTY_TYPE | AC1 |  | COIL | 24VAC |  | AUX_CONTACTS | 0NO+1NC | [17 empty] | AC | 24 | VAC | 3NO+2NC | [8 empty] | Schneider | Easy TeSys | LC1D | CAD32B7 | 2 | CONT_CTRL_3NO2NC |  |  | 2125 | INR | 2025-07-15 | Schneider WEF 15-Jul-2025 | Switching _All_WEF 15th Jul 25.pdf | 21 | Power Contactors LC1E (3 Pole AC Control) | LC1E0601 | Switching _All_WEF 15th Jul 25.pdf ¦ Page 21 ¦ Control Contactors (AC Control) ¦ CAD32* | ACTIVE | OK
Motor Control | Control Contactor | Control Contactor | CONTACTOR¦CONTROL_CONTACTOR | Control Contactor | CONT_CTRL_3NO2NC | Control Contactor ¦ 3NO+2NC | CONT_CTRL_3NO2NC | Control Contactor ¦ 3NO+2NC ¦ AC Control | Control Contactor ¦ 3NO+2NC ¦ AC Control ¦ Coil 110VAC | CTRL_CFG_3NO+2NC ¦ AC_Control | FRAME-1 | [7 empty] | SYSTEM_VOLTAGE_V | 415 | V | [21 empty] | POLES | 3P |  | DUTY_TYPE | AC1 |  | COIL | 110VAC |  | AUX_CONTACTS | 0NO+1NC | [17 empty] | AC | 110 | VAC | 3NO+2NC | [8 empty] | Schneider | Easy TeSys | LC1D | CAD32F7 | 2 | CONT_CTRL_3NO2NC |  |  | 2125 | INR | 2025-07-15 | Schneider WEF 15-Jul-2025 | Switching _All_WEF 15th Jul 25.pdf | 21 | Power Contactors LC1E (3 Pole AC Control) | LC1E0601 | Switching _All_WEF 15th Jul 25.pdf ¦ Page 21 ¦ Control Contactors (AC Control) ¦ CAD32* | ACTIVE | OK
Motor Control | Control Contactor | Control Contactor | CONTACTOR¦CONTROL_CONTACTOR | Control Contactor | CONT_CTRL_3NO2NC | Control Contactor ¦ 3NO+2NC | CONT_CTRL_3NO2NC | Control Contactor ¦ 3NO+2NC ¦ AC Control | Control Contactor ¦ 3NO+2NC ¦ AC Control ¦ Coil 220VAC | CTRL_CFG_3NO+2NC ¦ AC_Control | FRAME-1 | [7 empty] | SYSTEM_VOLTAGE_V | 415 | V | [21 empty] | POLES | 3P |  | DUTY_TYPE | AC1 |  | COIL | 220VAC |  | AUX_CONTACTS | 0NO+1NC | [17 empty] | AC | 220 | VAC | 3NO+2NC | [8 empty] | Schneider | Easy TeSys | LC1D | CAD32M7 | 2 | CONT_CTRL_3NO2NC |  |  | 2125 | INR | 2025-07-15 | Schneider WEF 15-Jul-2025 | Switching _All_WEF 15th Jul 25.pdf | 21 | Power Contactors LC1E (3 Pole AC Control) | LC1E0601 | Switching _All_WEF 15th Jul 25.pdf ¦ Page 21 ¦ Control Contactors (AC Control) ¦ CAD32* | ACTIVE | OK
Motor Control | Control Contactor | Control Contactor | CONTACTOR¦CONTROL_CONTACTOR | Control Contactor | CONT_CTRL_3NO2NC | Control Contactor ¦ 3NO+2NC | CONT_CTRL_3NO2NC | Control Contactor ¦ 3NO+2NC ¦ AC Control | Control Contactor ¦ 3NO+2NC ¦ AC Control ¦ Coil 415VAC | CTRL_CFG_3NO+2NC ¦ AC_Control | FRAME-1 | [7 empty] | SYSTEM_VOLTAGE_V | 415 | V | [21 empty] | POLES | 3P |  | DUTY_TYPE | AC1 |  | COIL | 415VAC |  | AUX_CONTACTS | 0NO+1NC | [17 empty] | AC | 415 | VAC | 3NO+2NC | [8 empty] | Schneider | Easy TeSys | LC1D | CAD32N7 | 2 | CONT_CTRL_3NO2NC |  |  | 2125 | INR | 2025-07-15 | Schneider WEF 15-Jul-2025 | Switching _All_WEF 15th Jul 25.pdf | 21 | Power Contactors LC1E (3 Pole AC Control) | LC1E0601 | Switching _All_WEF 15th Jul 25.pdf ¦ Page 21 ¦ Control Contactors (AC Control) ¦ CAD32* | ACTIVE | OK
Motor Control | Control Contactor | Control Contactor | CONTACTOR¦CONTROL_CONTACTOR | Control Contactor | CONT_CTRL_5NO | Control Contactor ¦ 5NO | CONT_CTRL_5NO | Control Contactor ¦ 5NO ¦ AC Control | Control Contactor ¦ 5NO ¦ AC Control ¦ Coil 24VAC | CTRL_CFG_5NO ¦ AC_Control | FRAME-1 | [7 empty] | SYSTEM_VOLTAGE_V | 415 | V | [21 empty] | POLES | 3P |  | DUTY_TYPE | AC1 |  | COIL | 24VAC |  | AUX_CONTACTS | 0NO+1NC | [17 empty] | AC | 24 | VAC | 5NO | [8 empty] | Schneider | Easy TeSys | LC1D | CAD50B7 | 2 | CONT_CTRL_5NO |  |  | 2125 | INR | 2025-07-15 | Schneider WEF 15-Jul-2025 | Switching _All_WEF 15th Jul 25.pdf | 21 | Power Contactors LC1E (3 Pole AC Control) | LC1E0601 | Switching _All_WEF 15th Jul 25.pdf ¦ Page 21 ¦ Control Contactors (AC Control) ¦ CAD50* | ACTIVE | OK
Motor Control | Control Contactor | Control Contactor | CONTACTOR¦CONTROL_CONTACTOR | Control Contactor | CONT_CTRL_5NO | Control Contactor ¦ 5NO | CONT_CTRL_5NO | Control Contactor ¦ 5NO ¦ AC Control | Control Contactor ¦ 5NO ¦ AC Control ¦ Coil 110VAC | CTRL_CFG_5NO ¦ AC_Control | FRAME-1 | [7 empty] | SYSTEM_VOLTAGE_V | 415 | V | [21 empty] | POLES | 3P |  | DUTY_TYPE | AC1 |  | COIL | 110VAC |  | AUX_CONTACTS | 0NO+1NC | [17 empty] | AC | 110 | VAC | 5NO | [8 empty] | Schneider | Easy TeSys | LC1D | CAD50F7 | 2 | CONT_CTRL_5NO |  |  | 2125 | INR | 2025-07-15 | Schneider WEF 15-Jul-2025 | Switching _All_WEF 15th Jul 25.pdf | 21 | Power Contactors LC1E (3 Pole AC Control) | LC1E0601 | Switching _All_WEF 15th Jul 25.pdf ¦ Page 21 ¦ Control Contactors (AC Control) ¦ CAD50* | ACTIVE | OK
Motor Control | Control Contactor | Control Contactor | CONTACTOR¦CONTROL_CONTACTOR | Control Contactor | CONT_CTRL_5NO | Control Contactor ¦ 5NO | CONT_CTRL_5NO | Control Contactor ¦ 5NO ¦ AC Control | Control Contactor ¦ 5NO ¦ AC Control ¦ Coil 220VAC | CTRL_CFG_5NO ¦ AC_Control | FRAME-1 | [7 empty] | SYSTEM_VOLTAGE_V | 415 | V | [21 empty] | POLES | 3P |  | DUTY_TYPE | AC1 |  | COIL | 220VAC |  | AUX_CONTACTS | 0NO+1NC | [17 empty] | AC | 220 | VAC | 5NO | [8 empty] | Schneider | Easy TeSys | LC1D | CAD50M7 | 2 | CONT_CTRL_5NO |  |  | 2125 | INR | 2025-07-15 | Schneider WEF 15-Jul-2025 | Switching _All_WEF 15th Jul 25.pdf | 21 | Power Contactors LC1E (3 Pole AC Control) | LC1E0601 | Switching _All_WEF 15th Jul 25.pdf ¦ Page 21 ¦ Control Contactors (AC Control) ¦ CAD50* | ACTIVE | OK
Motor Control | Control Contactor | Control Contactor | CONTACTOR¦CONTROL_CONTACTOR | Control Contactor | CONT_CTRL_3NO2NC | Control Contactor ¦ 3NO+2NC | CONT_CTRL_3NO2NC | Control Contactor ¦ 3NO+2NC ¦ DC Control | Control Contactor ¦ 3NO+2NC ¦ DC Control ¦ Coil 24VDC | CTRL_CFG_3NO+2NC ¦ DC_Control | FRAME-1 | [7 empty] | SYSTEM_VOLTAGE_V | 415 | V | [21 empty] | POLES | 3P |  | DUTY_TYPE | AC1 |  | COIL | 24VDC |  | AUX_CONTACTS | 0NO+1NC | [17 empty] | DC | 24 | V | 3NO+2NC | [8 empty] | Schneider | Easy TeSys | LC1D | CAD32BD | 2 | CONT_CTRL_3NO2NC |  |  | 3055 | INR | 2025-07-15 | Schneider WEF 15-Jul-2025 | Switching _All_WEF 15th Jul 25.pdf | 21 | Power Contactors LC1E (3 Pole AC Control) | LC1E0601 | Switching _All_WEF 15th Jul 25.pdf ¦ Page 21 ¦ Control Contactors (DC Control) ¦ CAD32** | ACTIVE | OK
Motor Control | Control Contactor | Control Contactor | CONTACTOR¦CONTROL_CONTACTOR | Control Contactor | CONT_CTRL_5NO | Control Contactor ¦ 5NO | CONT_CTRL_5NO | Control Contactor ¦ 5NO ¦ DC Control | Control Contactor ¦ 5NO ¦ DC Control ¦ Coil 24VDC | CTRL_CFG_5NO ¦ DC_Control | FRAME-1 | [7 empty] | SYSTEM_VOLTAGE_V | 415 | V | [21 empty] | POLES | 3P |  | DUTY_TYPE | AC1 |  | COIL | 24VDC |  | AUX_CONTACTS | 0NO+1NC | [17 empty] | DC | 24 | V | 5NO | [8 empty] | Schneider | Easy TeSys | LC1D | CAD50BD | 2 | CONT_CTRL_5NO |  |  | 3055 | INR | 2025-07-15 | Schneider WEF 15-Jul-2025 | Switching _All_WEF 15th Jul 25.pdf | 21 | Power Contactors LC1E (3 Pole AC Control) | LC1E0601 | Switching _All_WEF 15th Jul 25.pdf ¦ Page 21 ¦ Control Contactors (DC Control) ¦ CAD50** | ACTIVE | OK
Motor Control | Control Contactor | Control Contactor | CONTACTOR¦CONTROL_CONTACTOR | Control Contactor | CONT_CTRL_3NO2NC | Control Contactor ¦ 3NO+2NC | CONT_CTRL_3NO2NC | Control Contactor ¦ 3NO+2NC ¦ DC Control | Control Contactor ¦ 3NO+2NC ¦ DC Control ¦ Coil 110VDC | CTRL_CFG_3NO+2NC ¦ DC_Control | FRAME-1 | [7 empty] | SYSTEM_VOLTAGE_V | 415 | V | [21 empty] | POLES | 3P |  | DUTY_TYPE | AC1 |  | COIL | 110VDC |  | AUX_CONTACTS | 0NO+1NC | [17 empty] | DC | 110 | V | 3NO+2NC | [8 empty] | Schneider | Easy TeSys | LC1D | CAD32FD | 2 | CONT_CTRL_3NO2NC |  |  | 3055 | INR | 2025-07-15 | Schneider WEF 15-Jul-2025 | Switching _All_WEF 15th Jul 25.pdf | 21 | Power Contactors LC1E (3 Pole AC Control) | LC1E0601 | Switching _All_WEF 15th Jul 25.pdf ¦ Page 21 ¦ Control Contactors (DC Control) ¦ CAD32** | ACTIVE | OK
Motor Control | Control Contactor | Control Contactor | CONTACTOR¦CONTROL_CONTACTOR | Control Contactor | CONT_CTRL_5NO | Control Contactor ¦ 5NO | CONT_CTRL_5NO | Control Contactor ¦ 5NO ¦ DC Control | Control Contactor ¦ 5NO ¦ DC Control ¦ Coil 110VDC | CTRL_CFG_5NO ¦ DC_Control | FRAME-1 | [7 empty] | SYSTEM_VOLTAGE_V | 415 | V | [21 empty] | POLES | 3P |  | DUTY_TYPE | AC1 |  | COIL | 110VDC |  | AUX_CONTACTS | 0NO+1NC | [17 empty] | DC | 110 | V | 5NO | [8 empty] | Schneider | Easy TeSys | LC1D | CAD50FD | 2 | CONT_CTRL_5NO |  |  | 3055 | INR | 2025-07-15 | Schneider WEF 15-Jul-2025 | Switching _All_WEF 15th Jul 25.pdf | 21 | Power Contactors LC1E (3 Pole AC Control) | LC1E0601 | Switching _All_WEF 15th Jul 25.pdf ¦ Page 21 ¦ Control Contactors (DC Control) ¦ CAD50** | ACTIVE | OK
Motor Control | Control Contactor | Control Contactor | CONTACTOR¦CONTROL_CONTACTOR | Control Contactor | CONT_CTRL_3NO2NC | Control Contactor ¦ 3NO+2NC | CONT_CTRL_3NO2NC | Control Contactor ¦ 3NO+2NC ¦ DC Control | Control Contactor ¦ 3NO+2NC ¦ DC Control ¦ Coil 220VDC | CTRL_CFG_3NO+2NC ¦ DC_Control | FRAME-1 | [7 empty] | SYSTEM_VOLTAGE_V | 415 | V | [21 empty] | POLES | 3P |  | DUTY_TYPE | AC1 |  | COIL | 220VDC |  | AUX_CONTACTS | 0NO+1NC | [17 empty] | DC | 220 | V | 3NO+2NC | [8 empty] | Schneider | Easy TeSys | LC1D | CAD32MD | 2 | CONT_CTRL_3NO2NC |  |  | 3055 | INR | 2025-07-15 | Schneider WEF 15-Jul-2025 | Switching _All_WEF 15th Jul 25.pdf | 21 | Power Contactors LC1E (3 Pole AC Control) | LC1E0601 | Switching _All_WEF 15th Jul 25.pdf ¦ Page 21 ¦ Control Contactors (DC Control) ¦ CAD32** | ACTIVE | OK
Motor Control | Control Contactor | Control Contactor | CONTACTOR¦CONTROL_CONTACTOR | Control Contactor | CONT_CTRL_5NO | Control Contactor ¦ 5NO | CONT_CTRL_5NO | Control Contactor ¦ 5NO ¦ DC Control | Control Contactor ¦ 5NO ¦ DC Control ¦ Coil 220VDC | CTRL_CFG_5NO ¦ DC_Control | FRAME-1 | [7 empty] | SYSTEM_VOLTAGE_V | 415 | V | [21 empty] | POLES | 3P |  | DUTY_TYPE | AC1 |  | COIL | 220VDC |  | AUX_CONTACTS | 0NO+1NC | [17 empty] | DC | 220 | V | 5NO | [8 empty] | Schneider | Easy TeSys | LC1D | CAD50MD | 2 | CONT_CTRL_5NO |  |  | 3055 | INR | 2025-07-15 | Schneider WEF 15-Jul-2025 | Switching _All_WEF 15th Jul 25.pdf | 21 | Power Contactors LC1E (3 Pole AC Control) | LC1E0601 | Switching _All_WEF 15th Jul 25.pdf ¦ Page 21 ¦ Control Contactors (DC Control) ¦ CAD50** | ACTIVE | OK
Motor Control | Control Contactor | Control Contactor | CONTACTOR¦CONTROL_CONTACTOR | Control Contactor | CONT_CTRL_3NO2NC | Control Contactor ¦ 3NO+2NC | CONT_CTRL_3NO2NC | Control Contactor ¦ 3NO+2NC ¦ DC Low Consumption | Control Contactor ¦ 3NO+2NC ¦ DC Low Consumption ¦ Coil 24VDC | CTRL_CFG_3NO+2NC ¦ DC_Low_Consumption | FRAME-1 | [7 empty] | SYSTEM_VOLTAGE_V | 415 | V | [21 empty] | POLES | 3P |  | DUTY_TYPE | AC1 |  | COIL | 24VDC |  | AUX_CONTACTS | 0NO+1NC | [17 empty] | DC_LC | 24 | V | 3NO+2NC | [8 empty] | Schneider | Easy TeSys | LC1D | CAD32BL | 2 | CONT_CTRL_3NO2NC |  |  | 3820 | INR | 2025-07-15 | Schneider WEF 15-Jul-2025 | Switching _All_WEF 15th Jul 25.pdf | 21 | Power Contactors LC1E (3 Pole AC Control) | LC1E0601 | Switching _All_WEF 15th Jul 25.pdf ¦ Page 21 ¦ Control Contactors (DC Low Consumption) ¦ CAD32*** | ACTIVE | OK
Motor Control | Control Contactor | Control Contactor | CONTACTOR¦CONTROL_CONTACTOR | Control Contactor | CONT_CTRL_5NO | Control Contactor ¦ 5NO | CONT_CTRL_5NO | Control Contactor ¦ 5NO ¦ DC Low Consumption | Control Contactor ¦ 5NO ¦ DC Low Consumption ¦ Coil 24VDC | CTRL_CFG_5NO ¦ DC_Low_Consumption | FRAME-1 | [7 empty] | SYSTEM_VOLTAGE_V | 415 | V | [21 empty] | POLES | 3P |  | DUTY_TYPE | AC1 |  | COIL | 24VDC |  | AUX_CONTACTS | 0NO+1NC | [17 empty] | DC_LC | 24 | V | 5NO | [8 empty] | Schneider | Easy TeSys | LC1D | CAD50BL | 2 | CONT_CTRL_5NO |  |  | 3820 | INR | 2025-07-15 | Schneider WEF 15-Jul-2025 | Switching _All_WEF 15th Jul 25.pdf | 21 | Power Contactors LC1E (3 Pole AC Control) | LC1E0601 | Switching _All_WEF 15th Jul 25.pdf ¦ Page 21 ¦ Control Contactors (DC Low Consumption) ¦ CAD50*** | ACTIVE | OK
Motor Control | Control Contactor | Control Contactor | CONTACTOR¦CONTROL_CONTACTOR | Control Contactor | CONT_CTRL_3NO2NC | Control Contactor ¦ 3NO+2NC | CONT_CTRL_3NO2NC | Control Contactor ¦ 3NO+2NC ¦ DC Low Consumption | Control Contactor ¦ 3NO+2NC ¦ DC Low Consumption ¦ Coil 110VDC | CTRL_CFG_3NO+2NC ¦ DC_Low_Consumption | FRAME-1 | [7 empty] | SYSTEM_VOLTAGE_V | 415 | V | [21 empty] | POLES | 3P |  | DUTY_TYPE | AC1 |  | COIL | 110VDC |  | AUX_CONTACTS | 0NO+1NC | [17 empty] | DC_LC | 110 | V | 3NO+2NC | [8 empty] | Schneider | Easy TeSys | LC1D | CAD32FL | 2 | CONT_CTRL_3NO2NC |  |  | 4580 | INR | 2025-07-15 | Schneider WEF 15-Jul-2025 | Switching _All_WEF 15th Jul 25.pdf | 21 | Power Contactors LC1E (3 Pole AC Control) | LC1E0601 | Switching _All_WEF 15th Jul 25.pdf ¦ Page 21 ¦ Control Contactors (DC Low Consumption) ¦ CAD32*** | ACTIVE | OK
Motor Control | Control Contactor | Control Contactor | CONTACTOR¦CONTROL_CONTACTOR | Control Contactor | CONT_CTRL_5NO | Control Contactor ¦ 5NO | CONT_CTRL_5NO | Control Contactor ¦ 5NO ¦ DC Low Consumption | Control Contactor ¦ 5NO ¦ DC Low Consumption ¦ Coil 110VDC | CTRL_CFG_5NO ¦ DC_Low_Consumption | FRAME-1 | [7 empty] | SYSTEM_VOLTAGE_V | 415 | V | [21 empty] | POLES | 3P |  | DUTY_TYPE | AC1 |  | COIL | 110VDC |  | AUX_CONTACTS | 0NO+1NC | [17 empty] | DC_LC | 110 | V | 5NO | [8 empty] | Schneider | Easy TeSys | LC1D | CAD50FL | 2 | CONT_CTRL_5NO |  |  | 4580 | INR | 2025-07-15 | Schneider WEF 15-Jul-2025 | Switching _All_WEF 15th Jul 25.pdf | 21 | Power Contactors LC1E (3 Pole AC Control) | LC1E0601 | Switching _All_WEF 15th Jul 25.pdf ¦ Page 21 ¦ Control Contactors (DC Low Consumption) ¦ CAD50*** | ACTIVE | OK
Motor Control | Control Contactor | Control Contactor | CONTACTOR¦CONTROL_CONTACTOR | Control Contactor | CONT_CTRL_3NO2NC | Control Contactor ¦ 3NO+2NC | CONT_CTRL_3NO2NC | Control Contactor ¦ 3NO+2NC ¦ DC Low Consumption | Control Contactor ¦ 3NO+2NC ¦ DC Low Consumption ¦ Coil 220VDC | CTRL_CFG_3NO+2NC ¦ DC_Low_Consumption | FRAME-1 | [7 empty] | SYSTEM_VOLTAGE_V | 415 | V | [21 empty] | POLES | 3P |  | DUTY_TYPE | AC1 |  | COIL | 220VDC |  | AUX_CONTACTS | 0NO+1NC | [17 empty] | DC_LC | 220 | V | 3NO+2NC | [8 empty] | Schneider | Easy TeSys | LC1D | CAD32ML | 2 | CONT_CTRL_3NO2NC |  |  | 6475 | INR | 2025-07-15 | Schneider WEF 15-Jul-2025 | Switching _All_WEF 15th Jul 25.pdf | 21 | Power Contactors LC1E (3 Pole AC Control) | LC1E0601 | Switching _All_WEF 15th Jul 25.pdf ¦ Page 21 ¦ Control Contactors (DC Low Consumption) ¦ CAD32*** | ACTIVE | OK
Motor Control | Control Contactor | Control Contactor | CONTACTOR¦CONTROL_CONTACTOR | Control Contactor | CONT_CTRL_5NO | Control Contactor ¦ 5NO | CONT_CTRL_5NO | Control Contactor ¦ 5NO ¦ DC Low Consumption | Control Contactor ¦ 5NO ¦ DC Low Consumption ¦ Coil 220VDC | CTRL_CFG_5NO ¦ DC_Low_Consumption | FRAME-1 | [7 empty] | SYSTEM_VOLTAGE_V | 415 | V | [21 empty] | POLES | 3P |  | DUTY_TYPE | AC1 |  | COIL | 220VDC |  | AUX_CONTACTS | 0NO+1NC | [17 empty] | DC_LC | 220 | V | 5NO | [8 empty] | Schneider | Easy TeSys | LC1D | CAD50ML | 2 | CONT_CTRL_5NO |  |  | 3820 | INR | 2025-07-15 | Schneider WEF 15-Jul-2025 | Switching _All_WEF 15th Jul 25.pdf | 21 | Power Contactors LC1E (3 Pole AC Control) | LC1E0601 | Switching _All_WEF 15th Jul 25.pdf ¦ Page 21 ¦ Control Contactors (DC Low Consumption) ¦ CAD50*** | ACTIVE | OK

## ACCESSORY_COMPATIBILITY
parent_make | parent_series_code | accessory_sku_code | applies_to_range | notes | source_page
Schneider | LC1E | LAEN11 | LC1E06..E630 & LC1E0600..E9500 | Aux contact block FRONT mounted | 10
Schneider | LC1E | LAEN20 | LC1E06..E630 & LC1E0600..E9500 | Aux contact block FRONT mounted | 10
Schneider | LC1E | LAEN02 | LC1E06..E630 & LC1E0600..E9500 | Aux contact block FRONT mounted | 10
Schneider | LC1E | LAEN22 | LC1E06..E630 & LC1E0600..E9500 | Aux contact block FRONT mounted | 10
Schneider | LC1E | LAEN40 | LC1E06..E630 & LC1E0600..E9500 | Aux contact block FRONT mounted | 10
Schneider | LC1E | LAETSD | LC1E25..E630 | Star-delta timer | 10
Schneider | LC1E | LAERCE | LC1E06...E95 | Surge suppressor 24..48V AC | 10
Schneider | LC1E | LAERCU | LC1E06...E95 | Surge suppressor 110..240V AC | 10
Schneider | LC1E | LAEM1 | LC1E06..E65 & LC1E0600..E3800 | Mechanical interlock | 10
Schneider | LC1E | LAEM4 | LC1E80/E95 & LC1E4000..E9500 | Mechanical interlock | 10
Schneider | LC1E | LAEM5 | LC1E120..E160 | Mechanical interlock | 10
Schneider | LC1E | LAEM6 | LC1E200/E250 | Mechanical interlock | 10
Schneider | LC1E | CAE40B5 | LC1E use (as per Page 10 CAE table) | Control relay (CAE) coil variant | 10
Schneider | LC1E | CAE40F5 | LC1E use (as per Page 10 CAE table) | Control relay (CAE) coil variant | 10
Schneider | LC1E | CAE40M5 | LC1E use (as per Page 10 CAE table) | Control relay (CAE) coil variant | 10
Schneider | LC1E | CAE40N5 | LC1E use (as per Page 10 CAE table) | Control relay (CAE) coil variant | 10
Schneider | LC1E | CAE31 | LC1E use (as per Page 10 CAE table) | Control relay (CAE) — per current modeling rule. | 10
Schneider | LC1E | CAE22 | LC1E use (as per Page 10 CAE table) | Control relay (CAE) — per current modeling rule. | 10
Schneider Electric | LC1D | GV1G09 | Supply to one or more GV2 G busbar sets | Terminal block for GV2 busbar sets ¦ Source: Switching _All_WEF 15th Jul 25.pdf p28 | 28
Schneider Electric | LC1D | GV2G245 | 2 contactors LC1D09…D18 or D25…D38 | 63A busbars for paralleling (2 contactors) ¦ Source: Switching _All_WEF 15th Jul 25.pdf p28 | 28
Schneider Electric | LC1D | GV2G445 | 4 contactors LC1D09…D18 or D25…D38 | 63A busbars for paralleling (4 contactors) ¦ Source: Switching _All_WEF 15th Jul 25.pdf p28 | 28
Schneider Electric | LC1D | GV3G264 | 2 contactors LC1D40A…D80A | 115A busbars for paralleling (2 contactors) ¦ Source: Switching _All_WEF 15th Jul 25.pdf p28 | 28
Schneider Electric | LC1D | GV3G364 | 3 contactors LC1D40A…D80A | 115A busbars for paralleling (3 contactors) ¦ Source: Switching _All_WEF 15th Jul 25.pdf p28 | 28
Schneider Electric | LC1D | GV3S | GV3P** & GV3L** breakers and contactors LC1D40A…D65A | S-shape busbars set ¦ Source: Switching _All_WEF 15th Jul 25.pdf p28 | 28
Schneider Electric | LC1D | LAD9V2 | LC1D09 to D38 | Mechanical interlock ¦ Source: Switching _All_WEF 15th Jul 25.pdf p28 | 28
Schneider Electric | LC1D | LAD4CM | LC1D40A to D65A | Mechanical interlock ¦ Source: Switching _All_WEF 15th Jul 25.pdf p28 | 28
Schneider Electric | LC1D | LA9D4002 | LC1D80 and D95 (AC control voltage) | Mechanical interlock - AC control voltage variant ¦ Source: Switching _All_WEF 15th Jul 25.pdf p28 | 28
Schneider Electric | LC1D | LA9D8002 | LC1D80 and D95 (DC control voltage) | Mechanical interlock - DC control voltage variant ¦ Source: Switching _All_WEF 15th Jul 25.pdf p28 | 28
Schneider Electric | LC1D | LA9D11502 | LC1D115 and D150 | Mechanical interlock ¦ Source: Switching _All_WEF 15th Jul 25.pdf p28 | 28
Schneider Electric | LC1D | LAD9V5 | LC1D09 to D38 | Power connection for reversing - parallel bars set ¦ Source: Switching _All_WEF 15th Jul 25.pdf p28 | 28
Schneider Electric | LC1D | LAD9V6 | LC1D09 to D38 | Power connection for reversing - reverser bars set ¦ Source: Switching _All_WEF 15th Jul 25.pdf p28 | 28
Schneider Electric | LC1D | LA9D65A69 | LC1D40A to D80A | Power connection for reversing ¦ Source: Switching _All_WEF 15th Jul 25.pdf p28 | 28
Schneider Electric | LC1D | LA9D8069 | LC1D80 and D95 (AC control voltage) | Power connection for reversing ¦ Source: Switching _All_WEF 15th Jul 25.pdf p28 | 28
Schneider Electric | LC1D | LA9D8069 | LC1D80 and D95 (DC control voltage) | Power connection for reversing ¦ Source: Switching _All_WEF 15th Jul 25.pdf p28 | 28
Schneider Electric | LC1D | LA9D11569 | LC1D115 and D150 | Power connection for reversing ¦ Source: Switching _All_WEF 15th Jul 25.pdf p28 | 28
Schneider Electric | LC1D | LAD9R1V | LC1D09 to D38 | Reversing Kit ¦ LAD9R1V ¦ Source: Switching _All_WEF 15th Jul 25.pdf p29 | 29
Schneider Electric | LC1D | LAD9R1 | LC1D09 to D38 | Reversing Kit ¦ LAD9R1 ¦ Source: Switching _All_WEF 15th Jul 25.pdf p29 | 29
Schneider Electric | LC1D | LAD9R3 | LC1D40A to D80A | Reversing Kit ¦ LAD9R3 ¦ Source: Switching _All_WEF 15th Jul 25.pdf p29 | 29
Schneider Electric | LC1D | LAD91217 | LC1D09 and D12 | Star Delta Kit ¦ LAD91217 ¦ Source: Switching _All_WEF 15th Jul 25.pdf p29 | 29
Schneider Electric | LC1D | LAD93217 | LC1D18 to D32 | Star Delta Kit ¦ LAD93217 ¦ Source: Switching _All_WEF 15th Jul 25.pdf p29 | 29
Schneider Electric | LC1D | LAD9SD3 | LC1D40A and D50A | Star Delta Kit ¦ LAD9SD3 ¦ Source: Switching _All_WEF 15th Jul 25.pdf p29 | 29
Schneider Electric | LC1D | LA9D8017 | LC1D80 | Star Delta Kit ¦ LA9D8017 ¦ Source: Switching _All_WEF 15th Jul 25.pdf p29 | 29
Schneider Electric | LC1D | LA4DT2U | LC1D Series (see mounting rules) | On delay timer ¦ 15...30 s ¦ LA4DT2U ¦ Source: Switching _All_WEF 15th Jul 25.pdf p29 | 29
Schneider Electric | LC1D | LA4DT0U | LC1D Series (see mounting rules) | On delay timer ¦ 0.1...2 s ¦ LA4DT0U ¦ Source: Switching _All_WEF 15th Jul 25.pdf p29 | 29
Schneider Electric | LC1D | LA4DFB | LC1D Series (see mounting rules) | On delay timer ¦ 25...500 s ¦ LA4DFB ¦ Source: Switching _All_WEF 15th Jul 25.pdf p29 | 29
Schneider Electric | LC1D | LA4DT4U | LC1D Series (see mounting rules) | Relay interface module - 24V DC ¦ - ¦ LA4DT4U ¦ Source: Switching _All_WEF 15th Jul 25.pdf p29 | 29
Schneider Electric | LC1D | LAD6K10B | LC1D09..D38 / LC1DT20..DT40 / LC1D40A..D65A / LC1DT60A..DT80A | Mechanical Latch Block (Front, Clip-on) ¦ LAD6K10 ¦ Coil B (24V AC/DC) ¦ Source: Switching _All_WEF 15th Jul 25.pdf p29 | 29
Schneider Electric | LC1D | LAD6K10E | same as above | Mechanical Latch Block (Front, Clip-on) ¦ LAD6K10 ¦ Coil E (42/48V AC/DC) ¦ Source: Switching _All_WEF 15th Jul 25.pdf p29 | 29
Schneider Electric | LC1D | LAD6K10F | same as above | Mechanical Latch Block (Front, Clip-on) ¦ LAD6K10 ¦ Coil F (110/127V AC/DC) ¦ Source: Switching _All_WEF 15th Jul 25.pdf p29 | 29
Schneider Electric | LC1D | LAD6K10M | same as above | Mechanical Latch Block (Front, Clip-on) ¦ LAD6K10 ¦ Coil M (220/240V AC/DC) ¦ Source: Switching _All_WEF 15th Jul 25.pdf p29 | 29
Schneider Electric | LC1D | LAD6K20B | LC1D80..D150 (3P/4P as per notes) | Mechanical Latch Block (Front, Clip-on) ¦ LAD6K20 ¦ Coil B (24V AC/DC) ¦ Source: Switching _All_WEF 15th Jul 25.pdf p29 | 29
Schneider Electric | LC1D | LAD6K20E | LC1D80..D150 (3P/4P as per notes) | Mechanical Latch Block (Front, Clip-on) ¦ LAD6K20 ¦ Coil E (42/48V AC/DC) ¦ Source: Switching _All_WEF 15th Jul 25.pdf p29 | 29
Schneider Electric | LC1D | LAD6K20F | LC1D80..D150 (3P/4P as per notes) | Mechanical Latch Block (Front, Clip-on) ¦ LAD6K20 ¦ Coil F (110/127V AC/DC) ¦ Source: Switching _All_WEF 15th Jul 25.pdf p29 | 29
Schneider Electric | LC1D | LAD6K20M | LC1D80..D150 (3P/4P as per notes) | Mechanical Latch Block (Front, Clip-on) ¦ LAD6K20 ¦ Coil M (220/240V AC/DC) ¦ Source: Switching _All_WEF 15th Jul 25.pdf p29 | 29
Schneider Electric | LC1D | LAD6K20Q | LC1D80..D150 (3P/4P as per notes) | Mechanical Latch Block (Front, Clip-on) ¦ LAD6K20 ¦ Coil Q (380/415V AC/DC) ¦ Source: Switching _All_WEF 15th Jul 25.pdf p29 | 29
Schneider Electric | LC1D | LXD1 | CAD, LC1-D09..D38, DT20..40 | Spare Coil (AC Coils) ¦ LXD1 ¦ Source: Switching _All_WEF 15th Jul 25.pdf p29 | 29
Schneider Electric | LC1D | LXD3 | LC1D40A, D50A, D65A & LC1DT60A, DT80A | Spare Coil (AC Coils) ¦ LXD3 ¦ Source: Switching _All_WEF 15th Jul 25.pdf p29 | 29
Schneider Electric | LC1D | LX1D6 | D80 & D95 (3P & 4P) | Spare Coil (AC Coils) ¦ LX1D6 ¦ Source: Switching _All_WEF 15th Jul 25.pdf p29 | 29
Schneider Electric | LC1D | LX1D8 | LC1-D115, D150 | Spare Coil (AC Coils) ¦ LX1D8 ¦ Source: Switching _All_WEF 15th Jul 25.pdf p29 | 29
Schneider Electric | LC1D | LX4D7 | LC1-D80..D95 | Spare Coil (DC Coils) ¦ LX4D7 ¦ Source: Switching _All_WEF 15th Jul 25.pdf p29 | 29
Schneider Electric | LC1D | LX4D8 | LC1-D115, D150 | Spare Coil (DC Coils) ¦ LX4D8 ¦ Source: Switching _All_WEF 15th Jul 25.pdf p29 | 29
Schneider Electric | LC1D | LADN11 | LC1D09…LC1D150 | Add-on Aux Block ¦ Front Mounted ¦ 1NO+1NC ¦ LADN11 ¦ Source: Switching _All_WEF 15th Jul 25.pdf p29 | 29
Schneider Electric | LC1D | LADN20 | LC1D09…LC1D150 | Add-on Aux Block ¦ Front Mounted ¦ 2NO ¦ LADN20 ¦ Source: Switching _All_WEF 15th Jul 25.pdf p29 | 29
Schneider Electric | LC1D | LADN02 | LC1D09…LC1D150 | Add-on Aux Block ¦ Front Mounted ¦ 2NC ¦ LADN02 ¦ Source: Switching _All_WEF 15th Jul 25.pdf p29 | 29
Schneider Electric | LC1D | LADN22 | LC1D09…LC1D150 | Add-on Aux Block ¦ Front Mounted ¦ 2NO+2NC ¦ LADN22 ¦ Source: Switching _All_WEF 15th Jul 25.pdf p29 | 29
Schneider Electric | LC1D | LADN04 | LC1D09…LC1D150 | Add-on Aux Block ¦ Front Mounted ¦ 4NC ¦ LADN04 ¦ Source: Switching _All_WEF 15th Jul 25.pdf p29 | 29
Schneider Electric | LC1D | LADN40 | LC1D09…LC1D150 | Add-on Aux Block ¦ Front Mounted ¦ 4NO ¦ LADN40 ¦ Source: Switching _All_WEF 15th Jul 25.pdf p29 | 29
Schneider Electric | LC1D | LADN13 | LC1D09…LC1D150 | Add-on Aux Block ¦ Front Mounted ¦ 1NO+3NC ¦ LADN13 ¦ Source: Switching _All_WEF 15th Jul 25.pdf p29 | 29
Schneider Electric | LC1D | LADN31 | LC1D09…LC1D150 | Add-on Aux Block ¦ Front Mounted ¦ 3NO+1NC ¦ LADN31 ¦ Source: Switching _All_WEF 15th Jul 25.pdf p29 | 29
Schneider Electric | LC1D | LADN10 | LC1D80…LC1D95 | Add-on Aux Block ¦ Front Mounted ¦ 1NO ¦ LADN10 ¦ Source: Switching _All_WEF 15th Jul 25.pdf p29 | 29
Schneider Electric | LC1D | LADN01 | LC1D80…LC1D95 | Add-on Aux Block ¦ Front Mounted ¦ 1NC ¦ LADN01 ¦ Source: Switching _All_WEF 15th Jul 25.pdf p29 | 29
Schneider Electric | LC1D | LAD8N11 | TeSys Deca AC Coil Contactors & Control Relays only | Add-on Aux Block ¦ Side Mounted ¦ 1NO+1NC ¦ LAD8N11 ¦ Source: Switching _All_WEF 15th Jul 25.pdf p29 | 29
Schneider Electric | LC1D | LAD8N20 | TeSys Deca AC Coil Contactors & Control Relays only | Add-on Aux Block ¦ Side Mounted ¦ 2NO ¦ LAD8N20 ¦ Source: Switching _All_WEF 15th Jul 25.pdf p29 | 29
Schneider Electric | LC1D | LADT0 | TeSys Deca (see compatibility p30) | Pneumatic Timer Block ¦ ON delay ¦ 1NO+1NC 0.1..3s ¦ LADT0 ¦ Source: Switching _All_WEF 15th Jul 25.pdf p29 | 29
Schneider Electric | LC1D | LADT2 | TeSys Deca (see compatibility p30) | Pneumatic Timer Block ¦ ON delay ¦ 1NO+1NC 0.1..30s ¦ LADT2 ¦ Source: Switching _All_WEF 15th Jul 25.pdf p29 | 29
Schneider Electric | LC1D | LADT4 | TeSys Deca (see compatibility p30) | Pneumatic Timer Block ¦ ON delay ¦ 1NO+1NC 10..180s ¦ LADT4 ¦ Source: Switching _All_WEF 15th Jul 25.pdf p29 | 29
Schneider Electric | LC1D | LADS2 | TeSys Deca (note 2 / star-delta recommendation) | Pneumatic Timer Block ¦ ON delay ¦ 1NO+1NC 1..30s ¦ LADS2 ¦ Source: Switching _All_WEF 15th Jul 25.pdf p29 | 29
Schneider Electric | LC1D | LADR0 | TeSys Deca (see compatibility p30) | Pneumatic Timer Block ¦ OFF delay ¦ 1NO+1NC 0.1..3s ¦ LADR0 ¦ Source: Switching _All_WEF 15th Jul 25.pdf p29 | 29
Schneider Electric | LC1D | LADR2 | TeSys Deca (see compatibility p30) | Pneumatic Timer Block ¦ OFF delay ¦ 1NO+1NC 0.1..30s ¦ LADR2 ¦ Source: Switching _All_WEF 15th Jul 25.pdf p29 | 29
Schneider Electric | LC1D | LADR4 | TeSys Deca (see compatibility p30) | Pneumatic Timer Block ¦ OFF delay ¦ 1NO+1NC 10..180s ¦ LADR4 ¦ Source: Switching _All_WEF 15th Jul 25.pdf p29 | 29
Schneider Electric | LC1D | LADN11 | See accessory compatibility matrix (Page 30) | Compatibility matrix reference only ¦ Source: Switching _All_WEF 15th Jul 25.pdf p30 | 30
Schneider Electric | LC1D | LADN20 | See accessory compatibility matrix (Page 30) | Compatibility matrix reference only ¦ Source: Switching _All_WEF 15th Jul 25.pdf p30 | 30
Schneider Electric | LC1D | LADN02 | See accessory compatibility matrix (Page 30) | Compatibility matrix reference only ¦ Source: Switching _All_WEF 15th Jul 25.pdf p30 | 30
Schneider Electric | LC1D | LADN22 | See accessory compatibility matrix (Page 30) | Compatibility matrix reference only ¦ Source: Switching _All_WEF 15th Jul 25.pdf p30 | 30
Schneider Electric | LC1D | LADN04 | See accessory compatibility matrix (Page 30) | Compatibility matrix reference only ¦ Source: Switching _All_WEF 15th Jul 25.pdf p30 | 30
Schneider Electric | LC1D | LADN40 | See accessory compatibility matrix (Page 30) | Compatibility matrix reference only ¦ Source: Switching _All_WEF 15th Jul 25.pdf p30 | 30
Schneider Electric | LC1D | LADN13 | See accessory compatibility matrix (Page 30) | Compatibility matrix reference only ¦ Source: Switching _All_WEF 15th Jul 25.pdf p30 | 30
Schneider Electric | LC1D | LADN31 | See accessory compatibility matrix (Page 30) | Compatibility matrix reference only ¦ Source: Switching _All_WEF 15th Jul 25.pdf p30 | 30
Schneider Electric | LC1D | LADN10 | See accessory compatibility matrix (Page 30) | Compatibility matrix reference only ¦ Source: Switching _All_WEF 15th Jul 25.pdf p30 | 30
Schneider Electric | LC1D | LADN01 | See accessory compatibility matrix (Page 30) | Compatibility matrix reference only ¦ Source: Switching _All_WEF 15th Jul 25.pdf p30 | 30
Schneider Electric | LC1D | LAD8N11 | See accessory compatibility matrix (Page 30) | Compatibility matrix reference only ¦ Source: Switching _All_WEF 15th Jul 25.pdf p30 | 30
Schneider Electric | LC1D | LAD8N20 | See accessory compatibility matrix (Page 30) | Compatibility matrix reference only ¦ Source: Switching _All_WEF 15th Jul 25.pdf p30 | 30
Schneider Electric | LC1D | LADT0 | See accessory compatibility matrix (Page 30) | Compatibility matrix reference only ¦ Source: Switching _All_WEF 15th Jul 25.pdf p30 | 30
Schneider Electric | LC1D | LADT2 | See accessory compatibility matrix (Page 30) | Compatibility matrix reference only ¦ Source: Switching _All_WEF 15th Jul 25.pdf p30 | 30
Schneider Electric | LC1D | LADT4 | See accessory compatibility matrix (Page 30) | Compatibility matrix reference only ¦ Source: Switching _All_WEF 15th Jul 25.pdf p30 | 30
Schneider Electric | LC1D | LADS2 | See accessory compatibility matrix (Page 30) | Compatibility matrix reference only ¦ Source: Switching _All_WEF 15th Jul 25.pdf p30 | 30
Schneider Electric | LC1D | LADR0 | See accessory compatibility matrix (Page 30) | Compatibility matrix reference only ¦ Source: Switching _All_WEF 15th Jul 25.pdf p30 | 30
Schneider Electric | LC1D | LADR2 | See accessory compatibility matrix (Page 30) | Compatibility matrix reference only ¦ Source: Switching _All_WEF 15th Jul 25.pdf p30 | 30
Schneider Electric | LC1D | LADR4 | See accessory compatibility matrix (Page 30) | Compatibility matrix reference only ¦ Source: Switching _All_WEF 15th Jul 25.pdf p30 | 30
Schneider Electric | LC1D | LA5D1158031 | For Contactor D115/150 ¦ LC1D115 | Contacts set - 3P ¦ LA5D1158031 ¦ Source: Switching _All_WEF 15th Jul 25.pdf p31 | 31
Schneider Electric | LC1D | LA5D150803 | For Contactor D115/150 ¦ LC1D150 | Contacts set - 3P ¦ LA5D150803 ¦ Source: Switching _All_WEF 15th Jul 25.pdf p31 | 31
Schneider Electric | LC1D | LA5D115804 | For Contactor D115/150 ¦ LC1D1150046 | Contacts set - 4P ¦ LA5D115804 ¦ Source: Switching _All_WEF 15th Jul 25.pdf p31 | 31
Schneider Electric | LC1D | LA4DA1U | LC1D12...D25 (4P) | Coil Suppressor ¦ LA4DA1U ¦ RC Circuit AC ¦ 110...240V AC ¦ Source: Switching _All_WEF 15th Jul 25.pdf p31 | 31
Schneider Electric | LC1D | LA4DC1U | LC1D12...D25 (4P) | Coil Suppressor ¦ LA4DC1U ¦ Diode DC ¦ 12...250V DC ¦ Source: Switching _All_WEF 15th Jul 25.pdf p31 | 31
Schneider Electric | LC1D | LAD4VE | LC1D09...D38, LC2D09...D38, LC1DT20...DT40, LC2DT20...DT40 (3P) | Coil Suppressor ¦ LAD4VE ¦ Varistor AC/DC ¦ 24...48V AC ¦ Source: Switching _All_WEF 15th Jul 25.pdf p31 | 31
Schneider Electric | LC1D | LAD4RCE | LC1D09...D38, LC2D09...D38, LC1DT20...DT40, LC2DT20...DT40 (3P) | Coil Suppressor ¦ LAD4RCE ¦ RC Circuit AC ¦ 24...48V AC 400Hz ¦ Source: Switching _All_WEF 15th Jul 25.pdf p31 | 31
Schneider Electric | LC1D | LAD4RCG | LC1D09...D38, LC2D09...D38, LC1DT20...DT40, LC2DT20...DT40 (3P) | Coil Suppressor ¦ LAD4RCG ¦ RC Circuit AC ¦ 50...127V AC 200Hz ¦ Source: Switching _All_WEF 15th Jul 25.pdf p31 | 31
Schneider Electric | LC1D | LAD4RCU | CAD | Coil Suppressor ¦ LAD4RCU ¦ RC Circuit AC ¦ 110...240V AC 100Hz ¦ Source: Switching _All_WEF 15th Jul 25.pdf p31 | 31
Schneider Electric | LC1D | LAD4VU | CAD | Coil Suppressor ¦ LAD4VU ¦ Varistor AC/DC ¦ 110...250V AC ¦ Source: Switching _All_WEF 15th Jul 25.pdf p31 | 31
Schneider Electric | LC1D | LA4DC3U | LC1D80, LC1D95, LC2D80, LC2D95 (3P); LC2D80 (4P), LC1D40008, LC1D65008 | Coil Suppressor ¦ LA4DC3U ¦ Diode DC ¦ 24...250V DC ¦ Source: Switching _All_WEF 15th Jul 25.pdf p31 | 31
Schneider Electric | LC1D | LA4DE2U | LC1D80, LC1D95, LC2D80, LC2D95 (3P); LC2D80 (4P), LC1D40008, LC1D65008 | Coil Suppressor ¦ LA4DE2U ¦ Varistor AC/DC ¦ 110...250V AC ¦ Source: Switching _All_WEF 15th Jul 25.pdf p31 | 31
Schneider Electric | LC1D | LA4DA2E | LC1D80, LC1D95, LC2D80, LC2D95 (3P); LC2D80 (4P), LC1D40008, LC1D65008 | Coil Suppressor ¦ LA4DA2E ¦ RC Circuit AC ¦ 24...48V AC 400Hz ¦ Source: Switching _All_WEF 15th Jul 25.pdf p31 | 31
Schneider Electric | LC1D | LA4DA2G | LC1D80, LC1D95, LC2D80, LC2D95 (3P); LC2D80 (4P), LC1D40008, LC1D65008 | Coil Suppressor ¦ LA4DA2G ¦ RC Circuit AC ¦ 50...127V AC 200Hz ¦ Source: Switching _All_WEF 15th Jul 25.pdf p31 | 31
Schneider Electric | LC1D | LA4DA2U | LC1D80, LC1D95, LC2D80, LC2D95 (3P); LC2D80 (4P), LC1D40008, LC1D65008 | Coil Suppressor ¦ LA4DA2U ¦ RC Circuit AC ¦ 110...240V AC 100Hz ¦ Source: Switching _All_WEF 15th Jul 25.pdf p31 | 31
Schneider Electric | LC1D | LA4DA2N | LC1D80, LC1D95, LC2D80, LC2D95 (3P); LC2D80 (4P), LC1D40008, LC1D65008 | Coil Suppressor ¦ LA4DA2N ¦ RC Circuit AC ¦ 380...415V AC 150Hz ¦ Source: Switching _All_WEF 15th Jul 25.pdf p31 | 31
Schneider Electric | LC1D | LA4DE3E | LC1D80, LC1D95, LC2D80, LC2D95 (3P); LC2D80 (4P), LC1D40008, LC1D65008 | Coil Suppressor ¦ LA4DE3E ¦ Varistor AC/DC ¦ 24...48V DC ¦ Source: Switching _All_WEF 15th Jul 25.pdf p31 | 31
Schneider Electric | LC1D | LADN11R | LC1D09…LC1D150 | Auxiliary module 1NO +1NC, screw terminals (Reliability PRO) ¦ Source: Switching _All_WEF 15th Jul 25.pdf p32 | 32
Schneider Electric | LC1D | LADN20R | LC1D09…LC1D150 | Auxiliary module 2NO, screw terminals (Reliability PRO) ¦ Source: Switching _All_WEF 15th Jul 25.pdf p32 | 32
Schneider Electric | LC1D | LADN22R | LC1D09…LC1D150 | Auxiliary module 2NO + 2NC, screw terminals (Reliability PRO) ¦ Source: Switching _All_WEF 15th Jul 25.pdf p32 | 32
Schneider Electric | LC1D | LADN31R | LC1D09…LC1D150 | Auxiliary module 3NO + 1NC, screw terminals (Reliability PRO) ¦ Source: Switching _All_WEF 15th Jul 25.pdf p32 | 32
Schneider Electric | LC1D | LADN40R | LC1D09…LC1D150 | Auxiliary module 4NO, screw terminals (Reliability PRO) ¦ Source: Switching _All_WEF 15th Jul 25.pdf p32 | 32
Schneider Electric | LC1D | LAD9ET1S | LC1D09…D65A and DT20…DT80A | Red Cover (Safety chain indication) ¦ Source: Switching _All_WEF 15th Jul 25.pdf p33 | 33
Schneider Electric | LC1D | LADN22S | LC1D series ¦ 2NO+2NC | Auxiliary contact block with red front face (Safety chain indication) ¦ Source: Switching _All_WEF 15th Jul 25.pdf p33 | 33
Schneider Electric | LC1G | LA9G3611 | 3P ¦ LC1G115…LC1G225 ¦ Pole pitch 35–45 mm ¦ Set of 3 | Spreader kit LA9G3611 ¦ On Request ¦ Source: Switching _All_WEF 15th Jul 25.pdf p37 | 37
Schneider Electric | LC1G | LA9G3612 | 3P ¦ LC1G265…LC1G500 ¦ Pole pitch 45–70 mm ¦ Set of 3 | Spreader kit LA9G3612 ¦ On Request ¦ Source: Switching _All_WEF 15th Jul 25.pdf p37 | 37
Schneider Electric | LC1G | LA9G4611 | 4P ¦ LC1G115…LC1G225 ¦ Pole pitch 35–45 mm ¦ Set of 4 | Spreader kit LA9G4611 ¦ On Request ¦ Source: Switching _All_WEF 15th Jul 25.pdf p37 | 37
Schneider Electric | LC1G | LA9G4612 | 4P ¦ LC1G265…LC1G500 ¦ Pole pitch 45–70 mm ¦ Set of 4 | Spreader kit LA9G4612 ¦ On Request ¦ Source: Switching _All_WEF 15th Jul 25.pdf p37 | 37
Schneider Electric | LC1G | LA9G3613 | 3P ¦ LC1G400…LC1G500 ¦ 50 mm width ¦ Set of 3 | Terminal extension LA9G3613 ¦ On Request ¦ Source: Switching _All_WEF 15th Jul 25.pdf p37 | 37
Schneider Electric | LC1G | LA9G3614 | 3P ¦ LC1G630…LC1G800 ¦ 80 mm width ¦ Set of 3 | Terminal extension LA9G3614 ¦ On Request ¦ Source: Switching _All_WEF 15th Jul 25.pdf p37 | 37
Schneider Electric | LC1G | LA9G4613 | 4P ¦ LC1G400…LC1G500 ¦ 50 mm width ¦ Set of 4 | Terminal extension LA9G4613 ¦ On Request ¦ Source: Switching _All_WEF 15th Jul 25.pdf p37 | 37
Schneider Electric | LC1G | LA9G4614 | 4P ¦ LC1G630…LC1G800 ¦ 80 mm width ¦ Set of 4 | Terminal extension LA9G4614 ¦ On Request ¦ Source: Switching _All_WEF 15th Jul 25.pdf p37 | 37
Schneider Electric | LC1G | LA9G3801 | 3P ¦ LC1G115…LC1G800 ¦ Qty 2 | Phase separator LA9G3801 ¦ On Request ¦ Source: Switching _All_WEF 15th Jul 25.pdf p37 | 37
Schneider Electric | LC1G | LA9G4801 | 4P ¦ LC1G115…LC1G800 ¦ Qty 3 | Phase separator LA9G4801 ¦ On Request ¦ Source: Switching _All_WEF 15th Jul 25.pdf p37 | 37
Schneider Electric | LC1G | LA9G3803 | 3P ¦ LC1G400…LC1G800 ¦ Qty 2 | Phase separator LA9G3803 ¦ On Request ¦ Source: Switching _All_WEF 15th Jul 25.pdf p37 | 37
Schneider Electric | LC1G | LA9G4803 | 4P ¦ LC1G400…LC1G800 ¦ Qty 3 | Phase separator LA9G4803 ¦ On Request ¦ Source: Switching _All_WEF 15th Jul 25.pdf p37 | 37
Schneider Electric | LC1G | LAG8N113P | LC1G series – side mounted (position 1) | Add-on Aux Contact Module LAG8N113P ¦ Source: Switching _All_WEF 15th Jul 25.pdf p38 | 38
Schneider Electric | LC1G | LAG8N203P | LC1G series – side mounted (position 1) | Add-on Aux Contact Module LAG8N203P ¦ Source: Switching _All_WEF 15th Jul 25.pdf p38 | 38
Schneider Electric | LC1G | LAG8N113 | LC1G series – side mounted (position 2) | Add-on Aux Contact Module LAG8N113 ¦ Source: Switching _All_WEF 15th Jul 25.pdf p38 | 38
Schneider Electric | LC1G | LAG8N203 | LC1G series – side mounted (position 2) | Add-on Aux Contact Module LAG8N203 ¦ Source: Switching _All_WEF 15th Jul 25.pdf p38 | 38
Schneider Electric | LC1G | LA9G970 | Between Identical contactor frames | Mechanical interlock between identical contactor frames ¦ Source: Switching _All_WEF 15th Jul 25.pdf p38 | 38
Schneider Electric | LC1G | LA9G971 | Between LC1G(265-500) and LC1G(185-225) | Mechanical interlock between LC1G(265-500) and LC1G(185-225) ¦ Source: Switching _All_WEF 15th Jul 25.pdf p38 | 38
Schneider Electric | LC1G | LA9G972 | LC1G630..LC1G800 and LC1G265..LC1G500 ¦ On Request | Mechanical interlock between LC1G630..800 and LC1G265..500 ¦ Source: Switching _All_WEF 15th Jul 25.pdf p38 ¦ On Request | 38
Schneider Electric | LC1G | LX1G3QEHEN | 3P ¦ LC1G115…LC1G225 ¦ Coil EHEN | Spare control module LX1G3QEHEN ¦ On Request ¦ Source: Switching _All_WEF 15th Jul 25.pdf p38 | 38
Schneider Electric | LC1G | LX1G3QKUEN | 3P ¦ LC1G115…LC1G225 ¦ Coil KUEN | Spare control module LX1G3QKUEN ¦ On Request ¦ Source: Switching _All_WEF 15th Jul 25.pdf p38 | 38
Schneider Electric | LC1G | LX1G3REHEN | 3P ¦ LC1G265…LC1G330 ¦ Coil EHEN | Spare control module LX1G3REHEN ¦ On Request ¦ Source: Switching _All_WEF 15th Jul 25.pdf p38 | 38
Schneider Electric | LC1G | LX1G3RKUEN | 3P ¦ LC1G265…LC1G330 ¦ Coil KUEN | Spare control module LX1G3RKUEN ¦ On Request ¦ Source: Switching _All_WEF 15th Jul 25.pdf p38 | 38
Schneider Electric | LC1G | LX1G3SEHEN | 3P ¦ LC1G400…LC1G500 ¦ Coil EHEN | Spare control module LX1G3SEHEN ¦ On Request ¦ Source: Switching _All_WEF 15th Jul 25.pdf p38 | 38
Schneider Electric | LC1G | LX1G3SKUEN | 3P ¦ LC1G400…LC1G500 ¦ Coil KUEN | Spare control module LX1G3SKUEN ¦ On Request ¦ Source: Switching _All_WEF 15th Jul 25.pdf p38 | 38
Schneider Electric | LC1G | LX1G3TEHEN | 3P ¦ LC1G630…LC1G800 ¦ Coil EHEN | Spare control module LX1G3TEHEN ¦ On Request ¦ Source: Switching _All_WEF 15th Jul 25.pdf p38 | 38
Schneider Electric | LC1G | LX1G3TKUEN | 3P ¦ LC1G630…LC1G800 ¦ Coil KUEN | Spare control module LX1G3TKUEN ¦ On Request ¦ Source: Switching _All_WEF 15th Jul 25.pdf p38 | 38
Schneider Electric | LC1G | LX1G3QEHEN | 4P ¦ LC1G115…LC1G225 ¦ Coil EHEN | Spare control module LX1G3QEHEN ¦ On Request ¦ Source: Switching _All_WEF 15th Jul 25.pdf p38 | 38
Schneider Electric | LC1G | LX1G3QKUEN | 4P ¦ LC1G115…LC1G225 ¦ Coil KUEN | Spare control module LX1G3QKUEN ¦ On Request ¦ Source: Switching _All_WEF 15th Jul 25.pdf p38 | 38
Schneider Electric | LC1G | LX1G3REHEN | 4P ¦ LC1G265…LC1G330 ¦ Coil EHEN | Spare control module LX1G3REHEN ¦ On Request ¦ Source: Switching _All_WEF 15th Jul 25.pdf p38 | 38
Schneider Electric | LC1G | LX1G3RKUEN | 4P ¦ LC1G265…LC1G330 ¦ Coil KUEN | Spare control module LX1G3RKUEN ¦ On Request ¦ Source: Switching _All_WEF 15th Jul 25.pdf p38 | 38
Schneider Electric | LC1G | LX1G3SEHEN | 4P ¦ LC1G400…LC1G500 ¦ Coil EHEN | Spare control module LX1G3SEHEN ¦ On Request ¦ Source: Switching _All_WEF 15th Jul 25.pdf p38 | 38
Schneider Electric | LC1G | LX1G3SKUEN | 4P ¦ LC1G400…LC1G500 ¦ Coil KUEN | Spare control module LX1G3SKUEN ¦ On Request ¦ Source: Switching _All_WEF 15th Jul 25.pdf p38 | 38
Schneider Electric | LC1G | LX1G3TEHEN | 4P ¦ LC1G630…LC1G800 ¦ Coil EHEN | Spare control module LX1G3TEHEN ¦ On Request ¦ Source: Switching _All_WEF 15th Jul 25.pdf p38 | 38
Schneider Electric | LC1G | LX1G3TKUEN | 4P ¦ LC1G630…LC1G800 ¦ Coil KUEN | Spare control module LX1G3TKUEN ¦ On Request ¦ Source: Switching _All_WEF 15th Jul 25.pdf p38 | 38
Schneider Electric | EOCR | CABLE-RJ45-001 | Digital EOCR extended display | EOCR Cable ¦ Cable RJ45 1 Meter ¦ Source: Switching _All_WEF 15th Jul 25.pdf p43 | 43
Schneider Electric | EOCR | CABLE-RJ45-003 | Digital EOCR extended display | EOCR Cable ¦ Cable RJ45 3 Meter ¦ Source: Switching _All_WEF 15th Jul 25.pdf p43 | 43
Schneider Electric | EOCR | ZCT-035-Z | Digital EOCR ground fault (ZCT) | ZCT ¦ ZCT 35 mm ¦ Source: Switching _All_WEF 15th Jul 25.pdf p43 | 43
Schneider Electric | EOCR | ZCT-080-Z | Digital EOCR ground fault (ZCT) | ZCT ¦ ZCT 80 mm ¦ Source: Switching _All_WEF 15th Jul 25.pdf p43 | 43
Schneider Electric | EOCR | ZCT-120-Z | Digital EOCR ground fault (ZCT) | ZCT ¦ ZCT 120 mm ¦ Source: Switching _All_WEF 15th Jul 25.pdf p43 | 43
Schneider Electric | EOCR | 3CT-H1-100-Z | EOCR range extension up to 400A | External CT ¦ 100A ¦ 100:5 ¦ Source: Switching _All_WEF 15th Jul 25.pdf p43 | 43
Schneider Electric | EOCR | 3CT-HH-150-Z | EOCR range extension up to 400A | External CT ¦ 150A ¦ 150:5 ¦ Source: Switching _All_WEF 15th Jul 25.pdf p43 | 43
Schneider Electric | EOCR | 3CT-H2-200-Z | EOCR range extension up to 400A | External CT ¦ 200A ¦ 200:5 ¦ Source: Switching _All_WEF 15th Jul 25.pdf p43 | 43
Schneider Electric | EOCR | 3CT-H3-300-Z | EOCR range extension up to 400A | External CT ¦ 300A ¦ 300:5 ¦ Source: Switching _All_WEF 15th Jul 25.pdf p43 | 43
Schneider Electric | EOCR | 3CT-H4-400-Z | EOCR range extension up to 400A | External CT ¦ 400A ¦ 400:5 ¦ Source: Switching _All_WEF 15th Jul 25.pdf p43 | 43
Schneider Electric | EOCR | EOCR-PDMZ | EOCR display module | Spare Display ¦ EOCR-PDMZ Display ¦ Source: Switching _All_WEF 15th Jul 25.pdf p43 | 43

## ACCESSORIES_MASTER
business_category | business_segment | accessory_family | item_producttype | l0_code | l0_name | l1_code | l1_name | generic_item_code | generic_item_name | generic_item_description | SC_L1 | SC_L2 | SC_L3 | SC_L4 | SC_L5 | SC_L6 | SC_L7 | SC_L8 | ATTR_1_CODE | ATTR_1_VALUE | ATTR_1_UNIT | ATTR_2_CODE | ATTR_2_VALUE | ATTR_2_UNIT | ATTR_3_CODE | ATTR_3_VALUE | ATTR_3_UNIT | make | oem_series | series_code | sku_code | price_inr | currency | wef_date | price_list_ref | source_pdf | source_page | source_table | source_notes | status | qc_flag | qc_notes
Accessories | Contactor Accessories | Control Relay | Control Relay | ACCESSORY¦CONTROL_RELAY | Control Relay | CAE40B5 | CAE40 – 4NO – Coil B5 | CAE40B5 | CAE40 – 4NO – Coil B5 | Control relay CAE40 (4NO), coil code B5 | [8 empty] | CONTACTS | 4NO |  | COIL_CODE | B5 |  |  |  |  | Schneider | Easy TeSys | CAE | CAE40B5 | 1845 | INR | 2025-07-15 | Schneider WEF 15-Jul-2025 | Switching _All_WEF 15th Jul 25.pdf | 10 | Control Relays (CAE) | Per Page 10 CAE table. Only CAE40 expanded into coil variants per rule. | ACTIVE | OK
Accessories | Contactor Accessories | Control Relay | Control Relay | ACCESSORY¦CONTROL_RELAY | Control Relay | CAE40F5 | CAE40 – 4NO – Coil F5 | CAE40F5 | CAE40 – 4NO – Coil F5 | Control relay CAE40 (4NO), coil code F5 | [8 empty] | CONTACTS | 4NO |  | COIL_CODE | F5 |  |  |  |  | Schneider | Easy TeSys | CAE | CAE40F5 | 1545 | INR | 2025-07-15 | Schneider WEF 15-Jul-2025 | Switching _All_WEF 15th Jul 25.pdf | 10 | Control Relays (CAE) | Per Page 10 CAE table. Only CAE40 expanded into coil variants per rule. | ACTIVE | OK
Accessories | Contactor Accessories | Control Relay | Control Relay | ACCESSORY¦CONTROL_RELAY | Control Relay | CAE40M5 | CAE40 – 4NO – Coil M5 | CAE40M5 | CAE40 – 4NO – Coil M5 | Control relay CAE40 (4NO), coil code M5 | [8 empty] | CONTACTS | 4NO |  | COIL_CODE | M5 |  |  |  |  | Schneider | Easy TeSys | CAE | CAE40M5 | 1545 | INR | 2025-07-15 | Schneider WEF 15-Jul-2025 | Switching _All_WEF 15th Jul 25.pdf | 10 | Control Relays (CAE) | Per Page 10 CAE table. Only CAE40 expanded into coil variants per rule. | ACTIVE | OK
Accessories | Contactor Accessories | Control Relay | Control Relay | ACCESSORY¦CONTROL_RELAY | Control Relay | CAE40N5 | CAE40 – 4NO – Coil N5 | CAE40N5 | CAE40 – 4NO – Coil N5 | Control relay CAE40 (4NO), coil code N5 | [8 empty] | CONTACTS | 4NO |  | COIL_CODE | N5 |  |  |  |  | Schneider | Easy TeSys | CAE | CAE40N5 | 1545 | INR | 2025-07-15 | Schneider WEF 15-Jul-2025 | Switching _All_WEF 15th Jul 25.pdf | 10 | Control Relays (CAE) | Per Page 10 CAE table. Only CAE40 expanded into coil variants per rule. | ACTIVE | OK
Accessories | Contactor Accessories | Control Relay | Control Relay | ACCESSORY¦CONTROL_RELAY | Control Relay | CAE31 | CAE31 – 3NO+1NC | CAE31 | CAE31 – 3NO+1NC | Control relay CAE31 (3NO+1NC). Catalog shows coil-specific pricing; stored as single SKU per current rule. | [8 empty] | CONTACTS | 3NO+1NC | [7 empty] | Schneider | Easy TeSys | CAE | CAE31 |  | INR | 2025-07-15 | Schneider WEF 15-Jul-2025 | Switching _All_WEF 15th Jul 25.pdf | 10 | Control Relays (CAE) | Catalog lists coil-specific MRPs (B5/F5/M5/N5). Per rule, keep single SKU row; pricing pending decision. | DRAFT | WARN | NOT_READY_FOR_L2 (coil-specific pricing exists)
Accessories | Contactor Accessories | Control Relay | Control Relay | ACCESSORY¦CONTROL_RELAY | Control Relay | CAE22 | CAE22 – 2NO+2NC | CAE22 | CAE22 – 2NO+2NC | Control relay CAE22 (2NO+2NC). Catalog shows coil-specific pricing; stored as single SKU per current rule. | [8 empty] | CONTACTS | 2NO+2NC | [7 empty] | Schneider | Easy TeSys | CAE | CAE22 |  | INR | 2025-07-15 | Schneider WEF 15-Jul-2025 | Switching _All_WEF 15th Jul 25.pdf | 10 | Control Relays (CAE) | Catalog lists coil-specific MRPs (B5/F5/M5/N5). Per rule, keep single SKU row; pricing pending decision. | DRAFT | WARN | NOT_READY_FOR_L2 (coil-specific pricing exists)
Accessories | Contactor Accessories | Auxiliary Contact Block | Aux Contact Block | ACCESSORY¦AUX_CONTACT_BLOCK | Auxiliary Contact Block | LAEN11 | Aux Block – 1NO+1NC – FRONT | LAEN11 | LAEN11 – 1NO+1NC | Front mounted auxiliary contact block, 1NO+1NC | SC_L1: FRONT | CONTACTS | 1NO+1NC | [7 empty] | Schneider | Easy TeSys | LAEN | LAEN11 | 480 | INR | 2025-07-15 | Schneider WEF 15-Jul-2025 | Switching _All_WEF 15th Jul 25.pdf | 10 | Auxiliary contact block | Direct MRP from Page 10 table. | ACTIVE | OK
Accessories | Contactor Accessories | Auxiliary Contact Block | Aux Contact Block | ACCESSORY¦AUX_CONTACT_BLOCK | Auxiliary Contact Block | LAEN20 | Aux Block – 2NO – FRONT | LAEN20 | LAEN20 – 2NO | Front mounted auxiliary contact block, 2NO | SC_L1: FRONT | CONTACTS | 2NO | [7 empty] | Schneider | Easy TeSys | LAEN | LAEN20 | 480 | INR | 2025-07-15 | Schneider WEF 15-Jul-2025 | Switching _All_WEF 15th Jul 25.pdf | 10 | Auxiliary contact block | Direct MRP from Page 10 table. | ACTIVE | OK
Accessories | Contactor Accessories | Auxiliary Contact Block | Aux Contact Block | ACCESSORY¦AUX_CONTACT_BLOCK | Auxiliary Contact Block | LAEN02 | Aux Block – 2NC – FRONT | LAEN02 | LAEN02 – 2NC | Front mounted auxiliary contact block, 2NC | SC_L1: FRONT | CONTACTS | 2NC | [7 empty] | Schneider | Easy TeSys | LAEN | LAEN02 | 565 | INR | 2025-07-15 | Schneider WEF 15-Jul-2025 | Switching _All_WEF 15th Jul 25.pdf | 10 | Auxiliary contact block | Direct MRP from Page 10 table. | ACTIVE | OK
Accessories | Contactor Accessories | Auxiliary Contact Block | Aux Contact Block | ACCESSORY¦AUX_CONTACT_BLOCK | Auxiliary Contact Block | LAEN22 | Aux Block – 2NO+2NC – FRONT | LAEN22 | LAEN22 – 2NO+2NC | Front mounted auxiliary contact block, 2NO+2NC | SC_L1: FRONT | CONTACTS | 2NO+2NC | [7 empty] | Schneider | Easy TeSys | LAEN | LAEN22 | 870 | INR | 2025-07-15 | Schneider WEF 15-Jul-2025 | Switching _All_WEF 15th Jul 25.pdf | 10 | Auxiliary contact block | Direct MRP from Page 10 table. | ACTIVE | OK
Accessories | Contactor Accessories | Auxiliary Contact Block | Aux Contact Block | ACCESSORY¦AUX_CONTACT_BLOCK | Auxiliary Contact Block | LAEN40 | Aux Block – 4NO – FRONT | LAEN40 | LAEN40 – 4NO | Front mounted auxiliary contact block, 4NO | SC_L1: FRONT | CONTACTS | 4NO | [7 empty] | Schneider | Easy TeSys | LAEN | LAEN40 | 870 | INR | 2025-07-15 | Schneider WEF 15-Jul-2025 | Switching _All_WEF 15th Jul 25.pdf | 10 | Auxiliary contact block | Direct MRP from Page 10 table. | ACTIVE | OK
Accessories | Contactor Accessories | Timer | Timer | ACCESSORY¦TIMER | Timer | LAETSD | Star-delta timer | LAETSD | LAETSD – Star-delta timer | Star-delta timer for LC1E25..E630 | [17 empty] | Schneider | Easy TeSys | LAE | LAETSD | 3945 | INR | 2025-07-15 | Schneider WEF 15-Jul-2025 | Switching _All_WEF 15th Jul 25.pdf | 10 | Star delta timer | Direct MRP from Page 10 table. | ACTIVE | OK
Accessories | Contactor Accessories | Surge Suppressor | Surge Suppressor | ACCESSORY¦SURGE_SUPPRESSOR | Surge Suppressor | LAERCE | Surge suppressor – 24..48V AC | LAERCE | LAERCE – 24..48V AC | Surge suppressor for coil voltage range 24..48V AC | [8 empty] | COIL_VOLTAGE_RANGE | 24..48V AC | [7 empty] | Schneider | Easy TeSys | LAER | LAERCE | 2605 | INR | 2025-07-15 | Schneider WEF 15-Jul-2025 | Switching _All_WEF 15th Jul 25.pdf | 10 | Surge suppressor | Direct MRP from Page 10 table. | ACTIVE | OK
Accessories | Contactor Accessories | Surge Suppressor | Surge Suppressor | ACCESSORY¦SURGE_SUPPRESSOR | Surge Suppressor | LAERCU | Surge suppressor – 110..240V AC | LAERCU | LAERCU – 110..240V AC | Surge suppressor for coil voltage range 110..240V AC | [8 empty] | COIL_VOLTAGE_RANGE | 110..240V AC | [7 empty] | Schneider | Easy TeSys | LAER | LAERCU | 1105 | INR | 2025-07-15 | Schneider WEF 15-Jul-2025 | Switching _All_WEF 15th Jul 25.pdf | 10 | Surge suppressor | Direct MRP from Page 10 table. | ACTIVE | OK
Accessories | Contactor Accessories | Mechanical Interlock | Mechanical Interlock | ACCESSORY¦MECH_INTERLOCK | Mechanical Interlock | LAEM1 | Mechanical interlock – LAEM1 | LAEM1 | LAEM1 | Mechanical interlock applicable to LC1E06..E65 & LC1E0600*..E3800* | [8 empty] | APPLIES_TO | LC1E06..E65 & LC1E0600*..E3800* | [7 empty] | Schneider | Easy TeSys | LAEM | LAEM1 | 990 | INR | 2025-07-15 | Schneider WEF 15-Jul-2025 | Switching _All_WEF 15th Jul 25.pdf | 10 | Mechanical Interlock | Direct MRP from Page 10 table. | ACTIVE | OK
Accessories | Contactor Accessories | Mechanical Interlock | Mechanical Interlock | ACCESSORY¦MECH_INTERLOCK | Mechanical Interlock | LAEM4 | Mechanical interlock – LAEM4 | LAEM4 | LAEM4 | Mechanical interlock applicable to LC1E80/E95 & LC1E4000*…LC1E9500* | [8 empty] | APPLIES_TO | LC1E80/E95 & LC1E4000*…LC1E9500* | [7 empty] | Schneider | Easy TeSys | LAEM | LAEM4 | 3215 | INR | 2025-07-15 | Schneider WEF 15-Jul-2025 | Switching _All_WEF 15th Jul 25.pdf | 10 | Mechanical Interlock | Direct MRP from Page 10 table. | ACTIVE | OK
Accessories | Contactor Accessories | Mechanical Interlock | Mechanical Interlock | ACCESSORY¦MECH_INTERLOCK | Mechanical Interlock | LAEM5 | Mechanical interlock – LAEM5 | LAEM5 | LAEM5 | Mechanical interlock applicable to LC1E120..E160 | [8 empty] | APPLIES_TO | LC1E120..E160 | [7 empty] | Schneider | Easy TeSys | LAEM | LAEM5 | 5995 | INR | 2025-07-15 | Schneider WEF 15-Jul-2025 | Switching _All_WEF 15th Jul 25.pdf | 10 | Mechanical Interlock | Direct MRP from Page 10 table. | ACTIVE | OK
Accessories | Contactor Accessories | Mechanical Interlock | Mechanical Interlock | ACCESSORY¦MECH_INTERLOCK | Mechanical Interlock | LAEM6 | Mechanical interlock – LAEM6 | LAEM6 | LAEM6 | Mechanical interlock applicable to LC1E200/E250 | [8 empty] | APPLIES_TO | LC1E200/E250 | [7 empty] | Schneider | Easy TeSys | LAEM | LAEM6 | 6115 | INR | 2025-07-15 | Schneider WEF 15-Jul-2025 | Switching _All_WEF 15th Jul 25.pdf | 10 | Mechanical Interlock | Direct MRP from Page 10 table. | ACTIVE | OK
Accessories | Contactor Accessories | Spare Coil/Accessory | Accessory | ACCESSORY¦SPARE_COIL | Spare Coil/Accessory | LAEX1T | Spare coil reference LAEX1T | LAEX1T | LAEX1T | Spare coil reference; price not provided in Page 10 list (verify). | [17 empty] | Schneider | Easy TeSys | LAEX | LAEX1T |  | INR | 2025-07-15 | Schneider WEF 15-Jul-2025 | Switching _All_WEF 15th Jul 25.pdf | 10 | Spare coil for contactors | Reference requires coil voltage code; price missing in provided list. | DRAFT | WARN | NOT_READY_FOR_L2 (missing price)
Accessories | Contactor Accessories | Spare Coil/Accessory | Accessory | ACCESSORY¦SPARE_COIL | Spare Coil/Accessory | LAEX2T | Spare coil reference LAEX2T | LAEX2T | LAEX2T | Spare coil reference; price not provided in Page 10 list (verify). | [17 empty] | Schneider | Easy TeSys | LAEX | LAEX2T |  | INR | 2025-07-15 | Schneider WEF 15-Jul-2025 | Switching _All_WEF 15th Jul 25.pdf | 10 | Spare coil for contactors | Reference requires coil voltage code; price missing in provided list. | DRAFT | WARN | NOT_READY_FOR_L2 (missing price)
Accessories | Contactor Accessories | Spare Coil/Accessory | Accessory | ACCESSORY¦SPARE_COIL | Spare Coil/Accessory | LAEX4T | Spare coil reference LAEX4T | LAEX4T | LAEX4T | Spare coil reference; price not provided in Page 10 list (verify). | [17 empty] | Schneider | Easy TeSys | LAEX | LAEX4T |  | INR | 2025-07-15 | Schneider WEF 15-Jul-2025 | Switching _All_WEF 15th Jul 25.pdf | 10 | Spare coil for contactors | Reference requires coil voltage code; price missing in provided list. | DRAFT | WARN | NOT_READY_FOR_L2 (missing price)
Accessories | Contactor Accessories | Spare Coil/Accessory | Accessory | ACCESSORY¦SPARE_COIL | Spare Coil/Accessory | LAEX12 | Spare coil reference LAEX12 | LAEX12 | LAEX12 | Spare coil reference; price not provided in Page 10 list (verify). | [17 empty] | Schneider | Easy TeSys | LAEX | LAEX12 |  | INR | 2025-07-15 | Schneider WEF 15-Jul-2025 | Switching _All_WEF 15th Jul 25.pdf | 10 | Spare coil for contactors | Reference requires coil voltage code; price missing in provided list. | DRAFT | WARN | NOT_READY_FOR_L2 (missing price)
Motor Control | Accessories | Aux Contact Block | Accessory | ACCESSORY¦AUX_CONTACT_BLOCK | Aux Contact Block | K_AUX_BLOCK_2NC | Aux Contact Block ¦ 2NC | K_AUX_BLOCK_2NC | Aux Contact Block – K ¦ Front ¦ 2NC | Aux Contact Block ¦ Front ¦ 2NC | SC_L1: ACCESSORY_AUX_CONTACT_BLOCK | [9 empty] | Schneider Electric | TeSys K | K | LA1KN02 | 1005 | INR | 2025-07-15 | Schneider WEF 15-Jul-2025 | Switching _All_WEF 15th Jul 25.pdf | 18 | Accessories - K Model | Switching _All_WEF 15th Jul 25.pdf ¦ Page 18 ¦ Aux contact block ¦ 2NC | WORKING
Motor Control | Accessories | Aux Contact Block | Accessory | ACCESSORY¦AUX_CONTACT_BLOCK | Aux Contact Block | K_AUX_BLOCK_1NO+1NC | Aux Contact Block ¦ 1NO+1NC | K_AUX_BLOCK_1NO+1NC | Aux Contact Block – K ¦ Front ¦ 1NO+1NC | Aux Contact Block ¦ Front ¦ 1NO+1NC | SC_L1: ACCESSORY_AUX_CONTACT_BLOCK | [9 empty] | Schneider Electric | TeSys K | K | LA1KN11 | 920 | INR | 2025-07-15 | Schneider WEF 15-Jul-2025 | Switching _All_WEF 15th Jul 25.pdf | 18 | Accessories - K Model | Switching _All_WEF 15th Jul 25.pdf ¦ Page 18 ¦ Aux contact block ¦ 1NO+1NC | WORKING
Motor Control | Accessories | Aux Contact Block | Accessory | ACCESSORY¦AUX_CONTACT_BLOCK | Aux Contact Block | K_AUX_BLOCK_2NO | Aux Contact Block ¦ 2NO | K_AUX_BLOCK_2NO | Aux Contact Block – K ¦ Front ¦ 2NO | Aux Contact Block ¦ Front ¦ 2NO | SC_L1: ACCESSORY_AUX_CONTACT_BLOCK | [9 empty] | Schneider Electric | TeSys K | K | LA1KN20 | 1005 | INR | 2025-07-15 | Schneider WEF 15-Jul-2025 | Switching _All_WEF 15th Jul 25.pdf | 18 | Accessories - K Model | Switching _All_WEF 15th Jul 25.pdf ¦ Page 18 ¦ Aux contact block ¦ 2NO | WORKING
Motor Control | Accessories | Aux Contact Block | Accessory | ACCESSORY¦AUX_CONTACT_BLOCK | Aux Contact Block | K_AUX_BLOCK_4NC | Aux Contact Block ¦ 4NC | K_AUX_BLOCK_4NC | Aux Contact Block – K ¦ Front ¦ 4NC | Aux Contact Block ¦ Front ¦ 4NC | SC_L1: ACCESSORY_AUX_CONTACT_BLOCK | [9 empty] | Schneider Electric | TeSys K | K | LA1KN04 | 1550 | INR | 2025-07-15 | Schneider WEF 15-Jul-2025 | Switching _All_WEF 15th Jul 25.pdf | 18 | Accessories - K Model | Switching _All_WEF 15th Jul 25.pdf ¦ Page 18 ¦ Aux contact block ¦ 4NC | WORKING
Motor Control | Accessories | Aux Contact Block | Accessory | ACCESSORY¦AUX_CONTACT_BLOCK | Aux Contact Block | K_AUX_BLOCK_1NO+3NC | Aux Contact Block ¦ 1NO+3NC | K_AUX_BLOCK_1NO+3NC | Aux Contact Block – K ¦ Front ¦ 1NO+3NC | Aux Contact Block ¦ Front ¦ 1NO+3NC | SC_L1: ACCESSORY_AUX_CONTACT_BLOCK | [9 empty] | Schneider Electric | TeSys K | K | LA1KN13 | 1550 | INR | 2025-07-15 | Schneider WEF 15-Jul-2025 | Switching _All_WEF 15th Jul 25.pdf | 18 | Accessories - K Model | Switching _All_WEF 15th Jul 25.pdf ¦ Page 18 ¦ Aux contact block ¦ 1NO+3NC | WORKING
Motor Control | Accessories | Aux Contact Block | Accessory | ACCESSORY¦AUX_CONTACT_BLOCK | Aux Contact Block | K_AUX_BLOCK_2NO+2NC | Aux Contact Block ¦ 2NO+2NC | K_AUX_BLOCK_2NO+2NC | Aux Contact Block – K ¦ Front ¦ 2NO+2NC | Aux Contact Block ¦ Front ¦ 2NO+2NC | SC_L1: ACCESSORY_AUX_CONTACT_BLOCK | [9 empty] | Schneider Electric | TeSys K | K | LA1KN22 | 1550 | INR | 2025-07-15 | Schneider WEF 15-Jul-2025 | Switching _All_WEF 15th Jul 25.pdf | 18 | Accessories - K Model | Switching _All_WEF 15th Jul 25.pdf ¦ Page 18 ¦ Aux contact block ¦ 2NO+2NC | WORKING
Motor Control | Accessories | Aux Contact Block | Accessory | ACCESSORY¦AUX_CONTACT_BLOCK | Aux Contact Block | K_AUX_BLOCK_3NO+1NC | Aux Contact Block ¦ 3NO+1NC | K_AUX_BLOCK_3NO+1NC | Aux Contact Block – K ¦ Front ¦ 3NO+1NC | Aux Contact Block ¦ Front ¦ 3NO+1NC | SC_L1: ACCESSORY_AUX_CONTACT_BLOCK | [9 empty] | Schneider Electric | TeSys K | K | LA1KN31 | 1550 | INR | 2025-07-15 | Schneider WEF 15-Jul-2025 | Switching _All_WEF 15th Jul 25.pdf | 18 | Accessories - K Model | Switching _All_WEF 15th Jul 25.pdf ¦ Page 18 ¦ Aux contact block ¦ 3NO+1NC | WORKING
Motor Control | Accessories | Aux Contact Block | Accessory | ACCESSORY¦AUX_CONTACT_BLOCK | Aux Contact Block | K_AUX_BLOCK_4NO | Aux Contact Block ¦ 4NO | K_AUX_BLOCK_4NO | Aux Contact Block – K ¦ Front ¦ 4NO | Aux Contact Block ¦ Front ¦ 4NO | SC_L1: ACCESSORY_AUX_CONTACT_BLOCK | [9 empty] | Schneider Electric | TeSys K | K | LA1KN40 | 1550 | INR | 2025-07-15 | Schneider WEF 15-Jul-2025 | Switching _All_WEF 15th Jul 25.pdf | 18 | Accessories - K Model | Switching _All_WEF 15th Jul 25.pdf ¦ Page 18 ¦ Aux contact block ¦ 4NO | WORKING
Motor Control | Accessories | Timer | Accessory | ACCESSORY¦TIMER | Timer | K_TIMER_LA2KT2E | Timer ¦ 24..48 V AC/DC ¦ 1..30S | K_TIMER_LA2KT2E | On Delay Timer – K ¦ 24..48 V AC/DC ¦ 1..30S | On Delay Timer ¦ 24..48 V AC/DC ¦ 1..30S | SC_L1: ACCESSORY_TIMER | [9 empty] | Schneider Electric | TeSys K | K | LA2KT2E | 5070 | INR | 2025-07-15 | Schneider WEF 15-Jul-2025 | Switching _All_WEF 15th Jul 25.pdf | 18 | Accessories - K Model | Switching _All_WEF 15th Jul 25.pdf ¦ Page 18 ¦ Timer ¦ 24..48 V AC/DC ¦ 1..30S | WORKING
Motor Control | Accessories | Timer | Accessory | ACCESSORY¦TIMER | Timer | K_TIMER_LA2KT2U | Timer ¦ 110..240 V AC ¦ 1..30S | K_TIMER_LA2KT2U | On Delay Timer – K ¦ 110..240 V AC ¦ 1..30S | On Delay Timer ¦ 110..240 V AC ¦ 1..30S | SC_L1: ACCESSORY_TIMER | [9 empty] | Schneider Electric | TeSys K | K | LA2KT2U | 4845 | INR | 2025-07-15 | Schneider WEF 15-Jul-2025 | Switching _All_WEF 15th Jul 25.pdf | 18 | Accessories - K Model | Switching _All_WEF 15th Jul 25.pdf ¦ Page 18 ¦ Timer ¦ 110..240 V AC ¦ 1..30S | WORKING
Motor Control | Accessories | Surge Suppressor | Accessory | ACCESSORY¦SURGE_SUPPRESSOR | Surge Suppressor | K_SURGE_LA4KA1U | Surge Suppressor ¦ 220..250V AC | K_SURGE_LA4KA1U | Surge Suppressor - RC Circuit ¦ 220..250V AC | Surge Suppressor - RC Circuit ¦ 220..250V AC | SC_L1: ACCESSORY_SURGE_SUPPRESSOR | [9 empty] | Schneider Electric | TeSys K | K | LA4KA1U | 1322 | INR | 2025-07-15 | Schneider WEF 15-Jul-2025 | Switching _All_WEF 15th Jul 25.pdf | 18 | Accessories - K Model | Switching _All_WEF 15th Jul 25.pdf ¦ Page 18 ¦ Surge suppressor ¦ 220..250V AC | WORKING
Motor Control | Accessories | Surge Suppressor | Accessory | ACCESSORY¦SURGE_SUPPRESSOR | Surge Suppressor | K_SURGE_LA4KE1UG | Surge Suppressor ¦ 130..250V AC/DC | K_SURGE_LA4KE1UG | Surge Suppressor - Varistor ¦ 130..250V AC/DC | Surge Suppressor - Varistor ¦ 130..250V AC/DC | SC_L1: ACCESSORY_SURGE_SUPPRESSOR | [9 empty] | Schneider Electric | TeSys K | K | LA4KE1UG | 1322 | INR | 2025-07-15 | Schneider WEF 15-Jul-2025 | Switching _All_WEF 15th Jul 25.pdf | 18 | Accessories - K Model | Switching _All_WEF 15th Jul 25.pdf ¦ Page 18 ¦ Surge suppressor ¦ 130..250V AC/DC | WORKING
Motor Control | Accessories | Surge Suppressor | Accessory | ACCESSORY¦SURGE_SUPPRESSOR | Surge Suppressor | K_SURGE_LA4KE1FC | Surge Suppressor ¦ 50..129V AC/DC | K_SURGE_LA4KE1FC | Surge Suppressor - Varistor ¦ 50..129V AC/DC | Surge Suppressor - Varistor ¦ 50..129V AC/DC | SC_L1: ACCESSORY_SURGE_SUPPRESSOR | [9 empty] | Schneider Electric | TeSys K | K | LA4KE1FC | 1322 | INR | 2025-07-15 | Schneider WEF 15-Jul-2025 | Switching _All_WEF 15th Jul 25.pdf | 18 | Accessories - K Model | Switching _All_WEF 15th Jul 25.pdf ¦ Page 18 ¦ Surge suppressor ¦ 50..129V AC/DC | WORKING
Motor Control | Accessories | Power Connection | Accessory | ACCESSORY¦POWER_CONNECTION | Power Connection Accessory | LC1D_PWR_CONN_GV1G09 | Power Connection ¦ GV1G09 | LC1D_PWR_CONN_GV1G09 | Terminal block ¦ GV1G09 | Terminal block ¦ For use with: For supply to one or more GV2 G busbar sets | SC_L1: POWER_CONNECTION | [9 empty] | Schneider Electric | TeSys Deca | LC1D | GV1G09 | 2700 | INR | 2025-07-15 | Schneider WEF 15-Jul-2025 | Switching _All_WEF 15th Jul 25.pdf | 28 | LC1D Accessories (Page 27) | Switching _All_WEF 15th Jul 25.pdf ¦ Page 28 ¦ Power connection accessories ¦ For supply to one or more GV2 G busbar sets | WORKING
Motor Control | Accessories | Power Connection | Accessory | ACCESSORY¦POWER_CONNECTION | Power Connection Accessory | LC1D_PWR_CONN_GV2G245 | Power Connection ¦ GV2G245 | LC1D_PWR_CONN_GV2G245 | Set of 63A busbars for parallelling of contactors ¦ GV2G245 | Set of 63A busbars for parallelling of contactors ¦ For use with: 2 contactors LC1D09…D18 or D25…D38 | SC_L1: POWER_CONNECTION | [9 empty] | Schneider Electric | TeSys Deca | LC1D | GV2G245 | 2635 | INR | 2025-07-15 | Schneider WEF 15-Jul-2025 | Switching _All_WEF 15th Jul 25.pdf | 28 | LC1D Accessories (Page 27) | Switching _All_WEF 15th Jul 25.pdf ¦ Page 28 ¦ Power connection accessories ¦ 2 contactors LC1D09…D18 or D25…D38 | WORKING
Motor Control | Accessories | Power Connection | Accessory | ACCESSORY¦POWER_CONNECTION | Power Connection Accessory | LC1D_PWR_CONN_GV2G445 | Power Connection ¦ GV2G445 | LC1D_PWR_CONN_GV2G445 | Set of 63A busbars for parallelling of contactors ¦ GV2G445 | Set of 63A busbars for parallelling of contactors ¦ For use with: 4 contactors LC1D09…D18 or D25…D38 | SC_L1: POWER_CONNECTION | [9 empty] | Schneider Electric | TeSys Deca | LC1D | GV2G445 | 4145 | INR | 2025-07-15 | Schneider WEF 15-Jul-2025 | Switching _All_WEF 15th Jul 25.pdf | 28 | LC1D Accessories (Page 27) | Switching _All_WEF 15th Jul 25.pdf ¦ Page 28 ¦ Power connection accessories ¦ 4 contactors LC1D09…D18 or D25…D38 | WORKING
Motor Control | Accessories | Power Connection | Accessory | ACCESSORY¦POWER_CONNECTION | Power Connection Accessory | LC1D_PWR_CONN_GV3G264 | Power Connection ¦ GV3G264 | LC1D_PWR_CONN_GV3G264 | Set of 115A busbars for parallelling of contactors ¦ GV3G264 | Set of 115A busbars for parallelling of contactors ¦ For use with: 2 contactors LC1D40A…D80A | SC_L1: POWER_CONNECTION | [9 empty] | Schneider Electric | TeSys Deca | LC1D | GV3G264 | 4735 | INR | 2025-07-15 | Schneider WEF 15-Jul-2025 | Switching _All_WEF 15th Jul 25.pdf | 28 | LC1D Accessories (Page 27) | Switching _All_WEF 15th Jul 25.pdf ¦ Page 28 ¦ Power connection accessories ¦ 2 contactors LC1D40A…D80A | WORKING
Motor Control | Accessories | Power Connection | Accessory | ACCESSORY¦POWER_CONNECTION | Power Connection Accessory | LC1D_PWR_CONN_GV3G364 | Power Connection ¦ GV3G364 | LC1D_PWR_CONN_GV3G364 | Set of 115A busbars for parallelling of contactors ¦ GV3G364 | Set of 115A busbars for parallelling of contactors ¦ For use with: 3 contactors LC1D40A…D80A | SC_L1: POWER_CONNECTION | [9 empty] | Schneider Electric | TeSys Deca | LC1D | GV3G364 | 2530 | INR | 2025-07-15 | Schneider WEF 15-Jul-2025 | Switching _All_WEF 15th Jul 25.pdf | 28 | LC1D Accessories (Page 27) | Switching _All_WEF 15th Jul 25.pdf ¦ Page 28 ¦ Power connection accessories ¦ 3 contactors LC1D40A…D80A | WORKING
Motor Control | Accessories | Power Connection | Accessory | ACCESSORY¦POWER_CONNECTION | Power Connection Accessory | LC1D_PWR_CONN_GV3S | Power Connection ¦ GV3S | LC1D_PWR_CONN_GV3S | Set of S-shape busbars ¦ GV3S | Set of S-shape busbars ¦ For use with: For circuit breakers GV3P** & GV3L** and contactors LC1D40A…D65A | SC_L1: POWER_CONNECTION | [9 empty] | Schneider Electric | TeSys Deca | LC1D | GV3S | 1895 | INR | 2025-07-15 | Schneider WEF 15-Jul-2025 | Switching _All_WEF 15th Jul 25.pdf | 28 | LC1D Accessories (Page 27) | Switching _All_WEF 15th Jul 25.pdf ¦ Page 28 ¦ Power connection accessories ¦ For circuit breakers GV3P** & GV3L** and contactors LC1D40A…D65A | WORKING
Motor Control | Accessories | Mechanical Interlock | Accessory | ACCESSORY¦MECHANICAL_INTERLOCK | Mechanical Interlock | LC1D_MECH_INTERLOCK_LAD9V2 | Mechanical Interlock ¦ LAD9V2 | LC1D_MECH_INTERLOCK_LAD9V2 | Mechanical interlock ¦ LAD9V2 | Mechanical interlock ¦ For use with: LC1D09 to D38 | SC_L1: MECHANICAL_INTERLOCK | [9 empty] | Schneider Electric | TeSys Deca | LC1D | LAD9V2 | 950 | INR | 2025-07-15 | Schneider WEF 15-Jul-2025 | Switching _All_WEF 15th Jul 25.pdf | 28 | LC1D Accessories (Page 27) | Switching _All_WEF 15th Jul 25.pdf ¦ Page 28 ¦ Mechanical interlock ¦ LC1D09 to D38 | WORKING
Motor Control | Accessories | Mechanical Interlock | Accessory | ACCESSORY¦MECHANICAL_INTERLOCK | Mechanical Interlock | LC1D_MECH_INTERLOCK_LAD4CM | Mechanical Interlock ¦ LAD4CM | LC1D_MECH_INTERLOCK_LAD4CM | Mechanical interlock ¦ LAD4CM | Mechanical interlock ¦ For use with: LC1D40A to D65A | SC_L1: MECHANICAL_INTERLOCK | [9 empty] | Schneider Electric | TeSys Deca | LC1D | LAD4CM | 1925 | INR | 2025-07-15 | Schneider WEF 15-Jul-2025 | Switching _All_WEF 15th Jul 25.pdf | 28 | LC1D Accessories (Page 27) | Switching _All_WEF 15th Jul 25.pdf ¦ Page 28 ¦ Mechanical interlock ¦ LC1D40A to D65A | WORKING
Motor Control | Accessories | Mechanical Interlock | Accessory | ACCESSORY¦MECHANICAL_INTERLOCK | Mechanical Interlock | LC1D_MECH_INTERLOCK_LA9D4002 | Mechanical Interlock ¦ LA9D4002 | LC1D_MECH_INTERLOCK_LA9D4002 | Mechanical interlock ¦ LA9D4002 | Mechanical interlock ¦ For use with: LC1D80 and D95 (for AC control voltage) | SC_L1: MECHANICAL_INTERLOCK | [9 empty] | Schneider Electric | TeSys Deca | LC1D | LA9D4002 | 4225 | INR | 2025-07-15 | Schneider WEF 15-Jul-2025 | Switching _All_WEF 15th Jul 25.pdf | 28 | LC1D Accessories (Page 27) | Switching _All_WEF 15th Jul 25.pdf ¦ Page 28 ¦ Mechanical interlock ¦ LC1D80 and D95 (for AC control voltage) | WORKING
Motor Control | Accessories | Mechanical Interlock | Accessory | ACCESSORY¦MECHANICAL_INTERLOCK | Mechanical Interlock | LC1D_MECH_INTERLOCK_LA9D8002 | Mechanical Interlock ¦ LA9D8002 | LC1D_MECH_INTERLOCK_LA9D8002 | Mechanical interlock ¦ LA9D8002 | Mechanical interlock ¦ For use with: LC1D80 and D95 (for DC control voltage) | SC_L1: MECHANICAL_INTERLOCK | [9 empty] | Schneider Electric | TeSys Deca | LC1D | LA9D8002 | 6290 | INR | 2025-07-15 | Schneider WEF 15-Jul-2025 | Switching _All_WEF 15th Jul 25.pdf | 28 | LC1D Accessories (Page 27) | Switching _All_WEF 15th Jul 25.pdf ¦ Page 28 ¦ Mechanical interlock ¦ LC1D80 and D95 (for DC control voltage) | WORKING
Motor Control | Accessories | Mechanical Interlock | Accessory | ACCESSORY¦MECHANICAL_INTERLOCK | Mechanical Interlock | LC1D_MECH_INTERLOCK_LA9D11502 | Mechanical Interlock ¦ LA9D11502 | LC1D_MECH_INTERLOCK_LA9D11502 | Mechanical interlock ¦ LA9D11502 | Mechanical interlock ¦ For use with: LC1D115 and D150 | SC_L1: MECHANICAL_INTERLOCK | [9 empty] | Schneider Electric | TeSys Deca | LC1D | LA9D11502 | 6375 | INR | 2025-07-15 | Schneider WEF 15-Jul-2025 | Switching _All_WEF 15th Jul 25.pdf | 28 | LC1D Accessories (Page 27) | Switching _All_WEF 15th Jul 25.pdf ¦ Page 28 ¦ Mechanical interlock ¦ LC1D115 and D150 | WORKING
Motor Control | Accessories | Reversing Power Connection | Accessory | ACCESSORY¦REVERSING_POWER_KIT | Reversing Power Connection | LC1D_REV_PWR_LAD9V5 | Reversing Power Connection ¦ LAD9V5 | LC1D_REV_PWR_LAD9V5 | Power Connection for Reversing - parallel bars set ¦ LAD9V5 | Power Connection for Reversing - parallel bars set ¦ For use with: LC1D09 to D38 | SC_L1: REVERSING_POWER_KIT | [9 empty] | Schneider Electric | TeSys Deca | LC1D | LAD9V5 | 790 | INR | 2025-07-15 | Schneider WEF 15-Jul-2025 | Switching _All_WEF 15th Jul 25.pdf | 28 | LC1D Accessories (Page 27) | Switching _All_WEF 15th Jul 25.pdf ¦ Page 28 ¦ Power connection for reversing ¦ LC1D09 to D38 | WORKING
Motor Control | Accessories | Reversing Power Connection | Accessory | ACCESSORY¦REVERSING_POWER_KIT | Reversing Power Connection | LC1D_REV_PWR_LAD9V6 | Reversing Power Connection ¦ LAD9V6 | LC1D_REV_PWR_LAD9V6 | Power Connection for Reversing - reverser bars set ¦ LAD9V6 | Power Connection for Reversing - reverser bars set ¦ For use with: LC1D09 to D38 | SC_L1: REVERSING_POWER_KIT | [9 empty] | Schneider Electric | TeSys Deca | LC1D | LAD9V6 | 985 | INR | 2025-07-15 | Schneider WEF 15-Jul-2025 | Switching _All_WEF 15th Jul 25.pdf | 28 | LC1D Accessories (Page 27) | Switching _All_WEF 15th Jul 25.pdf ¦ Page 28 ¦ Power connection for reversing ¦ LC1D09 to D38 | WORKING
Motor Control | Accessories | Reversing Power Connection | Accessory | ACCESSORY¦REVERSING_POWER_KIT | Reversing Power Connection | LC1D_REV_PWR_LA9D65A69 | Reversing Power Connection ¦ LA9D65A69 | LC1D_REV_PWR_LA9D65A69 | Power Connection for Reversing ¦ LA9D65A69 | Power Connection for Reversing ¦ For use with: LC1D40A to D80A | SC_L1: REVERSING_POWER_KIT | [9 empty] | Schneider Electric | TeSys Deca | LC1D | LA9D65A69 | 4100 | INR | 2025-07-15 | Schneider WEF 15-Jul-2025 | Switching _All_WEF 15th Jul 25.pdf | 28 | LC1D Accessories (Page 27) | Switching _All_WEF 15th Jul 25.pdf ¦ Page 28 ¦ Power connection for reversing ¦ LC1D40A to D80A | WORKING
Motor Control | Accessories | Reversing Power Connection | Accessory | ACCESSORY¦REVERSING_POWER_KIT | Reversing Power Connection | LC1D_REV_PWR_LA9D8069 | Reversing Power Connection ¦ LA9D8069 | LC1D_REV_PWR_LA9D8069 | Power Connection for Reversing ¦ LA9D8069 | Power Connection for Reversing ¦ For use with: LC1D80 and D95 (for DC control voltage) | SC_L1: REVERSING_POWER_KIT | [9 empty] | Schneider Electric | TeSys Deca | LC1D | LA9D8069 | 8775 | INR | 2025-07-15 | Schneider WEF 15-Jul-2025 | Switching _All_WEF 15th Jul 25.pdf | 28 | LC1D Accessories (Page 27) | Switching _All_WEF 15th Jul 25.pdf ¦ Page 28 ¦ Power connection for reversing ¦ LC1D80 and D95 (for DC control voltage) | WORKING
Motor Control | Accessories | Reversing Power Connection | Accessory | ACCESSORY¦REVERSING_POWER_KIT | Reversing Power Connection | LC1D_REV_PWR_LA9D11569 | Reversing Power Connection ¦ LA9D11569 | LC1D_REV_PWR_LA9D11569 | Power Connection for Reversing ¦ LA9D11569 | Power Connection for Reversing ¦ For use with: LC1D115 and D150 | SC_L1: REVERSING_POWER_KIT | [9 empty] | Schneider Electric | TeSys Deca | LC1D | LA9D11569 | 14600 | INR | 2025-07-15 | Schneider WEF 15-Jul-2025 | Switching _All_WEF 15th Jul 25.pdf | 28 | LC1D Accessories (Page 27) | Switching _All_WEF 15th Jul 25.pdf ¦ Page 28 ¦ Power connection for reversing ¦ LC1D115 and D150 | WORKING
Motor Control | Accessories | Reversing Kit | Accessory | ACCESSORY¦REVERSING_KIT | Reversing Kit | REVERSING_KIT_LAD9R1V | Reversing Kit ¦ LAD9R1V | REVERSING_KIT_LAD9R1V | Reversing Kit ¦ LAD9R1V | Reversing Kit ¦ For use with: LC1D09 to D38 ¦ Kit with electrical interlocking (LAD9V1) + interlock LAD9V2 + connections LAD9V5/6 | SC_L1: REVERSING_KIT | [9 empty] | Schneider Electric | TeSys Deca | LC1D | LAD9R1V | 1970 | INR | 2025-07-15 | Schneider WEF 15-Jul-2025 | Switching _All_WEF 15th Jul 25.pdf | 29 | LC1D Accessories (Page 28/29) | Switching _All_WEF 15th Jul 25.pdf ¦ Page 29 ¦ Reversing Kit ¦ LC1D09 to D38 | WORKING
Motor Control | Accessories | Reversing Kit | Accessory | ACCESSORY¦REVERSING_KIT | Reversing Kit | REVERSING_KIT_LAD9R1 | Reversing Kit ¦ LAD9R1 | REVERSING_KIT_LAD9R1 | Reversing Kit ¦ LAD9R1 | Reversing Kit ¦ For use with: LC1D09 to D38 ¦ Kit without electrical interlocking + interlock LAD9V2 + connections LAD9V5/6 | SC_L1: REVERSING_KIT | [9 empty] | Schneider Electric | TeSys Deca | LC1D | LAD9R1 | 1975 | INR | 2025-07-15 | Schneider WEF 15-Jul-2025 | Switching _All_WEF 15th Jul 25.pdf | 29 | LC1D Accessories (Page 28/29) | Switching _All_WEF 15th Jul 25.pdf ¦ Page 29 ¦ Reversing Kit ¦ LC1D09 to D38 | WORKING
Motor Control | Accessories | Reversing Kit | Accessory | ACCESSORY¦REVERSING_KIT | Reversing Kit | REVERSING_KIT_LAD9R3 | Reversing Kit ¦ LAD9R3 | REVERSING_KIT_LAD9R3 | Reversing Kit ¦ LAD9R3 | Reversing Kit ¦ For use with: LC1D40A to D80A ¦ Kit with mechanical interlock LAD4CM + power connections LA9D65A69 | SC_L1: REVERSING_KIT | [9 empty] | Schneider Electric | TeSys Deca | LC1D | LAD9R3 | 4680 | INR | 2025-07-15 | Schneider WEF 15-Jul-2025 | Switching _All_WEF 15th Jul 25.pdf | 29 | LC1D Accessories (Page 28/29) | Switching _All_WEF 15th Jul 25.pdf ¦ Page 29 ¦ Reversing Kit ¦ LC1D40A to D80A | WORKING
Motor Control | Accessories | Star Delta Kit | Accessory | ACCESSORY¦STAR_DELTA_KIT | Star Delta Kit | STAR_DELTA_KIT_LAD91217 | Star Delta Kit ¦ LAD91217 | STAR_DELTA_KIT_LAD91217 | Star Delta Kit ¦ LAD91217 | Star Delta Kit ¦ For use with: LC1D09 and D12 ¦ Star-delta kit for LC1D09/D12 | SC_L1: STAR_DELTA_KIT | [9 empty] | Schneider Electric | TeSys Deca | LC1D | LAD91217 | 7405 | INR | 2025-07-15 | Schneider WEF 15-Jul-2025 | Switching _All_WEF 15th Jul 25.pdf | 29 | LC1D Accessories (Page 28/29) | Switching _All_WEF 15th Jul 25.pdf ¦ Page 29 ¦ Star Delta Kit ¦ LC1D09 and D12 | WORKING
Motor Control | Accessories | Star Delta Kit | Accessory | ACCESSORY¦STAR_DELTA_KIT | Star Delta Kit | STAR_DELTA_KIT_LAD93217 | Star Delta Kit ¦ LAD93217 | STAR_DELTA_KIT_LAD93217 | Star Delta Kit ¦ LAD93217 | Star Delta Kit ¦ For use with: LC1D18 to D32 ¦ Star-delta kit for LC1D18..D32 | SC_L1: STAR_DELTA_KIT | [9 empty] | Schneider Electric | TeSys Deca | LC1D | LAD93217 | 9520 | INR | 2025-07-15 | Schneider WEF 15-Jul-2025 | Switching _All_WEF 15th Jul 25.pdf | 29 | LC1D Accessories (Page 28/29) | Switching _All_WEF 15th Jul 25.pdf ¦ Page 29 ¦ Star Delta Kit ¦ LC1D18 to D32 | WORKING
Motor Control | Accessories | Star Delta Kit | Accessory | ACCESSORY¦STAR_DELTA_KIT | Star Delta Kit | STAR_DELTA_KIT_LAD9SD3 | Star Delta Kit ¦ LAD9SD3 | STAR_DELTA_KIT_LAD9SD3 | Star Delta Kit ¦ LAD9SD3 | Star Delta Kit ¦ For use with: LC1D40A and D50A ¦ Star-delta kit for LC1D40A/D50A | SC_L1: STAR_DELTA_KIT | [9 empty] | Schneider Electric | TeSys Deca | LC1D | LAD9SD3 | 19240 | INR | 2025-07-15 | Schneider WEF 15-Jul-2025 | Switching _All_WEF 15th Jul 25.pdf | 29 | LC1D Accessories (Page 28/29) | Switching _All_WEF 15th Jul 25.pdf ¦ Page 29 ¦ Star Delta Kit ¦ LC1D40A and D50A | WORKING
Motor Control | Accessories | Star Delta Kit | Accessory | ACCESSORY¦STAR_DELTA_KIT | Star Delta Kit | STAR_DELTA_KIT_LA9D8017 | Star Delta Kit ¦ LA9D8017 | STAR_DELTA_KIT_LA9D8017 | Star Delta Kit ¦ LA9D8017 | Star Delta Kit ¦ For use with: LC1D80 ¦ Star-delta kit for LC1D80 | SC_L1: STAR_DELTA_KIT | [9 empty] | Schneider Electric | TeSys Deca | LC1D | LA9D8017 | 21365 | INR | 2025-07-15 | Schneider WEF 15-Jul-2025 | Switching _All_WEF 15th Jul 25.pdf | 29 | LC1D Accessories (Page 28/29) | Switching _All_WEF 15th Jul 25.pdf ¦ Page 29 ¦ Star Delta Kit ¦ LC1D80 | WORKING
Motor Control | Accessories | Timer | Accessory | ACCESSORY¦TIMER | Timer | TIMER_LA4DT2U | On delay timer ¦ 15...30 s ¦ LA4DT2U | TIMER_LA4DT2U | On delay timer ¦ 15...30 s ¦ LA4DT2U | On delay timer ¦ Range: 15...30 s ¦ Type: on delay ¦ Timer mounting rules apply (see notes) | SC_L1: TIMER | [9 empty] | Schneider Electric | TeSys Deca | LC1D | LA4DT2U | 7165 | INR | 2025-07-15 | Schneider WEF 15-Jul-2025 | Switching _All_WEF 15th Jul 25.pdf | 29 | LC1D Accessories (Page 28/29) | Switching _All_WEF 15th Jul 25.pdf ¦ Page 29 ¦ Timer ¦ 15...30 s | WORKING
Motor Control | Accessories | Timer | Accessory | ACCESSORY¦TIMER | Timer | TIMER_LA4DT0U | On delay timer ¦ 0.1...2 s ¦ LA4DT0U | TIMER_LA4DT0U | On delay timer ¦ 0.1...2 s ¦ LA4DT0U | On delay timer ¦ Range: 0.1...2 s ¦ Type: on delay ¦ Timer mounting rules apply (see notes) | SC_L1: TIMER | [9 empty] | Schneider Electric | TeSys Deca | LC1D | LA4DT0U | 7165 | INR | 2025-07-15 | Schneider WEF 15-Jul-2025 | Switching _All_WEF 15th Jul 25.pdf | 29 | LC1D Accessories (Page 28/29) | Switching _All_WEF 15th Jul 25.pdf ¦ Page 29 ¦ Timer ¦ 0.1...2 s | WORKING
Motor Control | Accessories | Timer | Accessory | ACCESSORY¦TIMER | Timer | TIMER_LA4DFB | On delay timer ¦ 25...500 s ¦ LA4DFB | TIMER_LA4DFB | On delay timer ¦ 25...500 s ¦ LA4DFB | On delay timer ¦ Range: 25...500 s ¦ Type: on delay ¦ Timer mounting rules apply (see notes) | SC_L1: TIMER | [9 empty] | Schneider Electric | TeSys Deca | LC1D | LA4DFB | 6600 | INR | 2025-07-15 | Schneider WEF 15-Jul-2025 | Switching _All_WEF 15th Jul 25.pdf | 29 | LC1D Accessories (Page 28/29) | Switching _All_WEF 15th Jul 25.pdf ¦ Page 29 ¦ Timer ¦ 25...500 s | WORKING
Motor Control | Accessories | Timer | Accessory | ACCESSORY¦TIMER | Timer | TIMER_LA4DT4U | Relay interface module - 24V DC ¦ - ¦ LA4DT4U | TIMER_LA4DT4U | Relay interface module - 24V DC ¦ - ¦ LA4DT4U | Relay interface module - 24V DC ¦ Range: - ¦ Type: - ¦ Relay interface module | SC_L1: TIMER | [9 empty] | Schneider Electric | TeSys Deca | LC1D | LA4DT4U | 8025 | INR | 2025-07-15 | Schneider WEF 15-Jul-2025 | Switching _All_WEF 15th Jul 25.pdf | 29 | LC1D Accessories (Page 28/29) | Switching _All_WEF 15th Jul 25.pdf ¦ Page 29 ¦ Timer ¦ - | WORKING
Motor Control | Accessories | Mechanical Latch Block | Accessory | ACCESSORY¦MECHANICAL_LATCH | Mechanical Latch Block | MECHANICAL_LATCH_LAD6K10B | Mechanical Latch Block (Front, Clip-on) ¦ LAD6K10 ¦ Coil B (24V AC/DC) | MECHANICAL_LATCH_LAD6K10B | Mechanical Latch Block (Front, Clip-on) ¦ LAD6K10 ¦ Coil B (24V AC/DC) | Mechanical Latch Block (Front, Clip-on) ¦ Applies: LC1D09..D38 / LC1DT20..DT40 / LC1D40A..D65A / LC1DT60A..DT80A ¦ Coil B (24V AC/DC) | SC_L1: MECHANICAL_LATCH | [9 empty] | Schneider Electric | TeSys Deca | LC1D | LAD6K10B | 8610 | INR | 2025-07-15 | Schneider WEF 15-Jul-2025 | Switching _All_WEF 15th Jul 25.pdf | 29 | LC1D Accessories (Page 28/29) | Switching _All_WEF 15th Jul 25.pdf ¦ Page 29 ¦ Mechanical Latch Block ¦ LAD6K10 coil B | WORKING
Motor Control | Accessories | Mechanical Latch Block | Accessory | ACCESSORY¦MECHANICAL_LATCH | Mechanical Latch Block | MECHANICAL_LATCH_LAD6K10E | Mechanical Latch Block (Front, Clip-on) ¦ LAD6K10 ¦ Coil E (42/48V AC/DC) | MECHANICAL_LATCH_LAD6K10E | Mechanical Latch Block (Front, Clip-on) ¦ LAD6K10 ¦ Coil E (42/48V AC/DC) | Mechanical Latch Block (Front, Clip-on) ¦ Applies: same as above ¦ Coil E (42/48V AC/DC) | SC_L1: MECHANICAL_LATCH | [9 empty] | Schneider Electric | TeSys Deca | LC1D | LAD6K10E | 8610 | INR | 2025-07-15 | Schneider WEF 15-Jul-2025 | Switching _All_WEF 15th Jul 25.pdf | 29 | LC1D Accessories (Page 28/29) | Switching _All_WEF 15th Jul 25.pdf ¦ Page 29 ¦ Mechanical Latch Block ¦ LAD6K10 coil E | WORKING
Motor Control | Accessories | Mechanical Latch Block | Accessory | ACCESSORY¦MECHANICAL_LATCH | Mechanical Latch Block | MECHANICAL_LATCH_LAD6K10F | Mechanical Latch Block (Front, Clip-on) ¦ LAD6K10 ¦ Coil F (110/127V AC/DC) | MECHANICAL_LATCH_LAD6K10F | Mechanical Latch Block (Front, Clip-on) ¦ LAD6K10 ¦ Coil F (110/127V AC/DC) | Mechanical Latch Block (Front, Clip-on) ¦ Applies: same as above ¦ Coil F (110/127V AC/DC) | SC_L1: MECHANICAL_LATCH | [9 empty] | Schneider Electric | TeSys Deca | LC1D | LAD6K10F | 8610 | INR | 2025-07-15 | Schneider WEF 15-Jul-2025 | Switching _All_WEF 15th Jul 25.pdf | 29 | LC1D Accessories (Page 28/29) | Switching _All_WEF 15th Jul 25.pdf ¦ Page 29 ¦ Mechanical Latch Block ¦ LAD6K10 coil F | WORKING
Motor Control | Accessories | Mechanical Latch Block | Accessory | ACCESSORY¦MECHANICAL_LATCH | Mechanical Latch Block | MECHANICAL_LATCH_LAD6K10M | Mechanical Latch Block (Front, Clip-on) ¦ LAD6K10 ¦ Coil M (220/240V AC/DC) | MECHANICAL_LATCH_LAD6K10M | Mechanical Latch Block (Front, Clip-on) ¦ LAD6K10 ¦ Coil M (220/240V AC/DC) | Mechanical Latch Block (Front, Clip-on) ¦ Applies: same as above ¦ Coil M (220/240V AC/DC) | SC_L1: MECHANICAL_LATCH | [9 empty] | Schneider Electric | TeSys Deca | LC1D | LAD6K10M | 8610 | INR | 2025-07-15 | Schneider WEF 15-Jul-2025 | Switching _All_WEF 15th Jul 25.pdf | 29 | LC1D Accessories (Page 28/29) | Switching _All_WEF 15th Jul 25.pdf ¦ Page 29 ¦ Mechanical Latch Block ¦ LAD6K10 coil M | WORKING
Motor Control | Accessories | Mechanical Latch Block | Accessory | ACCESSORY¦MECHANICAL_LATCH | Mechanical Latch Block | MECHANICAL_LATCH_LAD6K20B | Mechanical Latch Block (Front, Clip-on) ¦ LAD6K20 ¦ Coil B (24V AC/DC) | MECHANICAL_LATCH_LAD6K20B | Mechanical Latch Block (Front, Clip-on) ¦ LAD6K20 ¦ Coil B (24V AC/DC) | Mechanical Latch Block (Front, Clip-on) ¦ Applies: LC1D80..D150 (3P/4P as per notes) ¦ Coil B (24V AC/DC) | SC_L1: MECHANICAL_LATCH | [9 empty] | Schneider Electric | TeSys Deca | LC1D | LAD6K20B | 8985 | INR | 2025-07-15 | Schneider WEF 15-Jul-2025 | Switching _All_WEF 15th Jul 25.pdf | 29 | LC1D Accessories (Page 28/29) | Switching _All_WEF 15th Jul 25.pdf ¦ Page 29 ¦ Mechanical Latch Block ¦ LAD6K20 coil B | WORKING
Motor Control | Accessories | Mechanical Latch Block | Accessory | ACCESSORY¦MECHANICAL_LATCH | Mechanical Latch Block | MECHANICAL_LATCH_LAD6K20E | Mechanical Latch Block (Front, Clip-on) ¦ LAD6K20 ¦ Coil E (42/48V AC/DC) | MECHANICAL_LATCH_LAD6K20E | Mechanical Latch Block (Front, Clip-on) ¦ LAD6K20 ¦ Coil E (42/48V AC/DC) | Mechanical Latch Block (Front, Clip-on) ¦ Applies: LC1D80..D150 (3P/4P as per notes) ¦ Coil E (42/48V AC/DC) | SC_L1: MECHANICAL_LATCH | [9 empty] | Schneider Electric | TeSys Deca | LC1D | LAD6K20E | 10080 | INR | 2025-07-15 | Schneider WEF 15-Jul-2025 | Switching _All_WEF 15th Jul 25.pdf | 29 | LC1D Accessories (Page 28/29) | Switching _All_WEF 15th Jul 25.pdf ¦ Page 29 ¦ Mechanical Latch Block ¦ LAD6K20 coil E | WORKING
Motor Control | Accessories | Mechanical Latch Block | Accessory | ACCESSORY¦MECHANICAL_LATCH | Mechanical Latch Block | MECHANICAL_LATCH_LAD6K20F | Mechanical Latch Block (Front, Clip-on) ¦ LAD6K20 ¦ Coil F (110/127V AC/DC) | MECHANICAL_LATCH_LAD6K20F | Mechanical Latch Block (Front, Clip-on) ¦ LAD6K20 ¦ Coil F (110/127V AC/DC) | Mechanical Latch Block (Front, Clip-on) ¦ Applies: LC1D80..D150 (3P/4P as per notes) ¦ Coil F (110/127V AC/DC) | SC_L1: MECHANICAL_LATCH | [9 empty] | Schneider Electric | TeSys Deca | LC1D | LAD6K20F | 10080 | INR | 2025-07-15 | Schneider WEF 15-Jul-2025 | Switching _All_WEF 15th Jul 25.pdf | 29 | LC1D Accessories (Page 28/29) | Switching _All_WEF 15th Jul 25.pdf ¦ Page 29 ¦ Mechanical Latch Block ¦ LAD6K20 coil F | WORKING
Motor Control | Accessories | Mechanical Latch Block | Accessory | ACCESSORY¦MECHANICAL_LATCH | Mechanical Latch Block | MECHANICAL_LATCH_LAD6K20M | Mechanical Latch Block (Front, Clip-on) ¦ LAD6K20 ¦ Coil M (220/240V AC/DC) | MECHANICAL_LATCH_LAD6K20M | Mechanical Latch Block (Front, Clip-on) ¦ LAD6K20 ¦ Coil M (220/240V AC/DC) | Mechanical Latch Block (Front, Clip-on) ¦ Applies: LC1D80..D150 (3P/4P as per notes) ¦ Coil M (220/240V AC/DC) | SC_L1: MECHANICAL_LATCH | [9 empty] | Schneider Electric | TeSys Deca | LC1D | LAD6K20M | 8985 | INR | 2025-07-15 | Schneider WEF 15-Jul-2025 | Switching _All_WEF 15th Jul 25.pdf | 29 | LC1D Accessories (Page 28/29) | Switching _All_WEF 15th Jul 25.pdf ¦ Page 29 ¦ Mechanical Latch Block ¦ LAD6K20 coil M | WORKING
Motor Control | Accessories | Mechanical Latch Block | Accessory | ACCESSORY¦MECHANICAL_LATCH | Mechanical Latch Block | MECHANICAL_LATCH_LAD6K20Q | Mechanical Latch Block (Front, Clip-on) ¦ LAD6K20 ¦ Coil Q (380/415V AC/DC) | MECHANICAL_LATCH_LAD6K20Q | Mechanical Latch Block (Front, Clip-on) ¦ LAD6K20 ¦ Coil Q (380/415V AC/DC) | Mechanical Latch Block (Front, Clip-on) ¦ Applies: LC1D80..D150 (3P/4P as per notes) ¦ Coil Q (380/415V AC/DC) | SC_L1: MECHANICAL_LATCH | [9 empty] | Schneider Electric | TeSys Deca | LC1D | LAD6K20Q | 14160 | INR | 2025-07-15 | Schneider WEF 15-Jul-2025 | Switching _All_WEF 15th Jul 25.pdf | 29 | LC1D Accessories (Page 28/29) | Switching _All_WEF 15th Jul 25.pdf ¦ Page 29 ¦ Mechanical Latch Block ¦ LAD6K20 coil Q | WORKING
Motor Control | Accessories | Spare Coil | Accessory | ACCESSORY¦SPARE_COIL | Spare Coil | SPARE_COIL_LXD1 | Spare Coil (AC Coils) ¦ LXD1 | SPARE_COIL_LXD1 | Spare Coil (AC Coils) ¦ LXD1 | Spare Coil (AC Coils) ¦ For: CAD, LC1-D09..D38, DT20..40 ¦ Note: reference completion by adding coil voltage code | SC_L1: SPARE_COIL | [9 empty] | Schneider Electric | TeSys Deca | LC1D | LXD1 |  | INR | 2025-07-15 | Schneider WEF 15-Jul-2025 | Switching _All_WEF 15th Jul 25.pdf | 29 | LC1D Accessories (Page 28/29) | Switching _All_WEF 15th Jul 25.pdf ¦ Page 29 ¦ Spare Coils ¦ CAD, LC1-D09..D38, DT20..40 | WORKING
Motor Control | Accessories | Spare Coil | Accessory | ACCESSORY¦SPARE_COIL | Spare Coil | SPARE_COIL_LXD3 | Spare Coil (AC Coils) ¦ LXD3 | SPARE_COIL_LXD3 | Spare Coil (AC Coils) ¦ LXD3 | Spare Coil (AC Coils) ¦ For: LC1D40A, D50A, D65A & LC1DT60A, DT80A ¦ Note: reference completion by adding coil voltage code | SC_L1: SPARE_COIL | [9 empty] | Schneider Electric | TeSys Deca | LC1D | LXD3 |  | INR | 2025-07-15 | Schneider WEF 15-Jul-2025 | Switching _All_WEF 15th Jul 25.pdf | 29 | LC1D Accessories (Page 28/29) | Switching _All_WEF 15th Jul 25.pdf ¦ Page 29 ¦ Spare Coils ¦ LC1D40A, D50A, D65A & LC1DT60A, DT80A | WORKING
Motor Control | Accessories | Spare Coil | Accessory | ACCESSORY¦SPARE_COIL | Spare Coil | SPARE_COIL_LX1D6 | Spare Coil (AC Coils) ¦ LX1D6 | SPARE_COIL_LX1D6 | Spare Coil (AC Coils) ¦ LX1D6 | Spare Coil (AC Coils) ¦ For: D80 & D95 (3P & 4P) ¦ Note: reference completion by adding coil voltage code | SC_L1: SPARE_COIL | [9 empty] | Schneider Electric | TeSys Deca | LC1D | LX1D6 |  | INR | 2025-07-15 | Schneider WEF 15-Jul-2025 | Switching _All_WEF 15th Jul 25.pdf | 29 | LC1D Accessories (Page 28/29) | Switching _All_WEF 15th Jul 25.pdf ¦ Page 29 ¦ Spare Coils ¦ D80 & D95 (3P & 4P) | WORKING
Motor Control | Accessories | Spare Coil | Accessory | ACCESSORY¦SPARE_COIL | Spare Coil | SPARE_COIL_LX1D8 | Spare Coil (AC Coils) ¦ LX1D8 | SPARE_COIL_LX1D8 | Spare Coil (AC Coils) ¦ LX1D8 | Spare Coil (AC Coils) ¦ For: LC1-D115, D150 ¦ Note: reference completion by adding coil voltage code | SC_L1: SPARE_COIL | [9 empty] | Schneider Electric | TeSys Deca | LC1D | LX1D8 |  | INR | 2025-07-15 | Schneider WEF 15-Jul-2025 | Switching _All_WEF 15th Jul 25.pdf | 29 | LC1D Accessories (Page 28/29) | Switching _All_WEF 15th Jul 25.pdf ¦ Page 29 ¦ Spare Coils ¦ LC1-D115, D150 | WORKING
Motor Control | Accessories | Spare Coil | Accessory | ACCESSORY¦SPARE_COIL | Spare Coil | SPARE_COIL_LX4D7 | Spare Coil (DC Coils) ¦ LX4D7 | SPARE_COIL_LX4D7 | Spare Coil (DC Coils) ¦ LX4D7 | Spare Coil (DC Coils) ¦ For: LC1-D80..D95 ¦ Note: reference completion by adding coil voltage code | SC_L1: SPARE_COIL | [9 empty] | Schneider Electric | TeSys Deca | LC1D | LX4D7 |  | INR | 2025-07-15 | Schneider WEF 15-Jul-2025 | Switching _All_WEF 15th Jul 25.pdf | 29 | LC1D Accessories (Page 28/29) | Switching _All_WEF 15th Jul 25.pdf ¦ Page 29 ¦ Spare Coils ¦ LC1-D80..D95 | WORKING
Motor Control | Accessories | Spare Coil | Accessory | ACCESSORY¦SPARE_COIL | Spare Coil | SPARE_COIL_LX4D8 | Spare Coil (DC Coils) ¦ LX4D8 | SPARE_COIL_LX4D8 | Spare Coil (DC Coils) ¦ LX4D8 | Spare Coil (DC Coils) ¦ For: LC1-D115, D150 ¦ Note: reference completion by adding coil voltage code | SC_L1: SPARE_COIL | [9 empty] | Schneider Electric | TeSys Deca | LC1D | LX4D8 |  | INR | 2025-07-15 | Schneider WEF 15-Jul-2025 | Switching _All_WEF 15th Jul 25.pdf | 29 | LC1D Accessories (Page 28/29) | Switching _All_WEF 15th Jul 25.pdf ¦ Page 29 ¦ Spare Coils ¦ LC1-D115, D150 | WORKING
Motor Control | Accessories | Add-on Aux Block | Accessory | ACCESSORY¦AUX_CONTACT_BLOCK | Aux Contact Block | AUX_CONTACT_BLOCK_LADN11 | Add-on Aux Block ¦ Front Mounted ¦ 1NO+1NC ¦ LADN11 | AUX_CONTACT_BLOCK_LADN11 | Add-on Aux Block ¦ Front Mounted ¦ 1NO+1NC ¦ LADN11 | Add-on instantaneous auxiliary contact block ¦ Front Mounted ¦ 1NO+1NC | SC_L1: AUX_CONTACT_BLOCK | [9 empty] | Schneider Electric | TeSys Deca | LC1D | LADN11 | 635 | INR | 2025-07-15 | Schneider WEF 15-Jul-2025 | Switching _All_WEF 15th Jul 25.pdf | 29 | LC1D Accessories (Page 29–30) | Switching _All_WEF 15th Jul 25.pdf ¦ Page 29 ¦ Add-on Aux Block ¦ LC1D09…LC1D150 | WORKING
Motor Control | Accessories | Add-on Aux Block | Accessory | ACCESSORY¦AUX_CONTACT_BLOCK | Aux Contact Block | AUX_CONTACT_BLOCK_LADN20 | Add-on Aux Block ¦ Front Mounted ¦ 2NO ¦ LADN20 | AUX_CONTACT_BLOCK_LADN20 | Add-on Aux Block ¦ Front Mounted ¦ 2NO ¦ LADN20 | Add-on instantaneous auxiliary contact block ¦ Front Mounted ¦ 2NO | SC_L1: AUX_CONTACT_BLOCK | [9 empty] | Schneider Electric | TeSys Deca | LC1D | LADN20 | 635 | INR | 2025-07-15 | Schneider WEF 15-Jul-2025 | Switching _All_WEF 15th Jul 25.pdf | 29 | LC1D Accessories (Page 29–30) | Switching _All_WEF 15th Jul 25.pdf ¦ Page 29 ¦ Add-on Aux Block ¦ LC1D09…LC1D150 | WORKING
Motor Control | Accessories | Add-on Aux Block | Accessory | ACCESSORY¦AUX_CONTACT_BLOCK | Aux Contact Block | AUX_CONTACT_BLOCK_LADN02 | Add-on Aux Block ¦ Front Mounted ¦ 2NC ¦ LADN02 | AUX_CONTACT_BLOCK_LADN02 | Add-on Aux Block ¦ Front Mounted ¦ 2NC ¦ LADN02 | Add-on instantaneous auxiliary contact block ¦ Front Mounted ¦ 2NC | SC_L1: AUX_CONTACT_BLOCK | [9 empty] | Schneider Electric | TeSys Deca | LC1D | LADN02 | 1020 | INR | 2025-07-15 | Schneider WEF 15-Jul-2025 | Switching _All_WEF 15th Jul 25.pdf | 29 | LC1D Accessories (Page 29–30) | Switching _All_WEF 15th Jul 25.pdf ¦ Page 29 ¦ Add-on Aux Block ¦ LC1D09…LC1D150 | WORKING
Motor Control | Accessories | Add-on Aux Block | Accessory | ACCESSORY¦AUX_CONTACT_BLOCK | Aux Contact Block | AUX_CONTACT_BLOCK_LADN22 | Add-on Aux Block ¦ Front Mounted ¦ 2NO+2NC ¦ LADN22 | AUX_CONTACT_BLOCK_LADN22 | Add-on Aux Block ¦ Front Mounted ¦ 2NO+2NC ¦ LADN22 | Add-on instantaneous auxiliary contact block ¦ Front Mounted ¦ 2NO+2NC | SC_L1: AUX_CONTACT_BLOCK | [9 empty] | Schneider Electric | TeSys Deca | LC1D | LADN22 | 1155 | INR | 2025-07-15 | Schneider WEF 15-Jul-2025 | Switching _All_WEF 15th Jul 25.pdf | 29 | LC1D Accessories (Page 29–30) | Switching _All_WEF 15th Jul 25.pdf ¦ Page 29 ¦ Add-on Aux Block ¦ LC1D09…LC1D150 | WORKING
Motor Control | Accessories | Add-on Aux Block | Accessory | ACCESSORY¦AUX_CONTACT_BLOCK | Aux Contact Block | AUX_CONTACT_BLOCK_LADN04 | Add-on Aux Block ¦ Front Mounted ¦ 4NC ¦ LADN04 | AUX_CONTACT_BLOCK_LADN04 | Add-on Aux Block ¦ Front Mounted ¦ 4NC ¦ LADN04 | Add-on instantaneous auxiliary contact block ¦ Front Mounted ¦ 4NC | SC_L1: AUX_CONTACT_BLOCK | [9 empty] | Schneider Electric | TeSys Deca | LC1D | LADN04 | 1685 | INR | 2025-07-15 | Schneider WEF 15-Jul-2025 | Switching _All_WEF 15th Jul 25.pdf | 29 | LC1D Accessories (Page 29–30) | Switching _All_WEF 15th Jul 25.pdf ¦ Page 29 ¦ Add-on Aux Block ¦ LC1D09…LC1D150 | WORKING
Motor Control | Accessories | Add-on Aux Block | Accessory | ACCESSORY¦AUX_CONTACT_BLOCK | Aux Contact Block | AUX_CONTACT_BLOCK_LADN40 | Add-on Aux Block ¦ Front Mounted ¦ 4NO ¦ LADN40 | AUX_CONTACT_BLOCK_LADN40 | Add-on Aux Block ¦ Front Mounted ¦ 4NO ¦ LADN40 | Add-on instantaneous auxiliary contact block ¦ Front Mounted ¦ 4NO | SC_L1: AUX_CONTACT_BLOCK | [9 empty] | Schneider Electric | TeSys Deca | LC1D | LADN40 | 1155 | INR | 2025-07-15 | Schneider WEF 15-Jul-2025 | Switching _All_WEF 15th Jul 25.pdf | 29 | LC1D Accessories (Page 29–30) | Switching _All_WEF 15th Jul 25.pdf ¦ Page 29 ¦ Add-on Aux Block ¦ LC1D09…LC1D150 | WORKING
Motor Control | Accessories | Add-on Aux Block | Accessory | ACCESSORY¦AUX_CONTACT_BLOCK | Aux Contact Block | AUX_CONTACT_BLOCK_LADN13 | Add-on Aux Block ¦ Front Mounted ¦ 1NO+3NC ¦ LADN13 | AUX_CONTACT_BLOCK_LADN13 | Add-on Aux Block ¦ Front Mounted ¦ 1NO+3NC ¦ LADN13 | Add-on instantaneous auxiliary contact block ¦ Front Mounted ¦ 1NO+3NC | SC_L1: AUX_CONTACT_BLOCK | [9 empty] | Schneider Electric | TeSys Deca | LC1D | LADN13 | 1155 | INR | 2025-07-15 | Schneider WEF 15-Jul-2025 | Switching _All_WEF 15th Jul 25.pdf | 29 | LC1D Accessories (Page 29–30) | Switching _All_WEF 15th Jul 25.pdf ¦ Page 29 ¦ Add-on Aux Block ¦ LC1D09…LC1D150 | WORKING
Motor Control | Accessories | Add-on Aux Block | Accessory | ACCESSORY¦AUX_CONTACT_BLOCK | Aux Contact Block | AUX_CONTACT_BLOCK_LADN31 | Add-on Aux Block ¦ Front Mounted ¦ 3NO+1NC ¦ LADN31 | AUX_CONTACT_BLOCK_LADN31 | Add-on Aux Block ¦ Front Mounted ¦ 3NO+1NC ¦ LADN31 | Add-on instantaneous auxiliary contact block ¦ Front Mounted ¦ 3NO+1NC | SC_L1: AUX_CONTACT_BLOCK | [9 empty] | Schneider Electric | TeSys Deca | LC1D | LADN31 | 1155 | INR | 2025-07-15 | Schneider WEF 15-Jul-2025 | Switching _All_WEF 15th Jul 25.pdf | 29 | LC1D Accessories (Page 29–30) | Switching _All_WEF 15th Jul 25.pdf ¦ Page 29 ¦ Add-on Aux Block ¦ LC1D09…LC1D150 | WORKING
Motor Control | Accessories | Add-on Aux Block | Accessory | ACCESSORY¦AUX_CONTACT_BLOCK | Aux Contact Block | AUX_CONTACT_BLOCK_LADN10 | Add-on Aux Block ¦ Front Mounted ¦ 1NO ¦ LADN10 | AUX_CONTACT_BLOCK_LADN10 | Add-on Aux Block ¦ Front Mounted ¦ 1NO ¦ LADN10 | Add-on instantaneous auxiliary contact block ¦ Front Mounted ¦ 1NO | SC_L1: AUX_CONTACT_BLOCK | [9 empty] | Schneider Electric | TeSys Deca | LC1D | LADN10 | 565 | INR | 2025-07-15 | Schneider WEF 15-Jul-2025 | Switching _All_WEF 15th Jul 25.pdf | 29 | LC1D Accessories (Page 29–30) | Switching _All_WEF 15th Jul 25.pdf ¦ Page 29 ¦ Add-on Aux Block ¦ LC1D80…LC1D95 | WORKING
Motor Control | Accessories | Add-on Aux Block | Accessory | ACCESSORY¦AUX_CONTACT_BLOCK | Aux Contact Block | AUX_CONTACT_BLOCK_LADN01 | Add-on Aux Block ¦ Front Mounted ¦ 1NC ¦ LADN01 | AUX_CONTACT_BLOCK_LADN01 | Add-on Aux Block ¦ Front Mounted ¦ 1NC ¦ LADN01 | Add-on instantaneous auxiliary contact block ¦ Front Mounted ¦ 1NC | SC_L1: AUX_CONTACT_BLOCK | [9 empty] | Schneider Electric | TeSys Deca | LC1D | LADN01 | 565 | INR | 2025-07-15 | Schneider WEF 15-Jul-2025 | Switching _All_WEF 15th Jul 25.pdf | 29 | LC1D Accessories (Page 29–30) | Switching _All_WEF 15th Jul 25.pdf ¦ Page 29 ¦ Add-on Aux Block ¦ LC1D80…LC1D95 | WORKING
Motor Control | Accessories | Add-on Aux Block (Side) | Accessory | ACCESSORY¦AUX_CONTACT_BLOCK_SIDE | Aux Contact Block (Side) | AUX_CONTACT_BLOCK_SIDE_LAD8N11 | Add-on Aux Block ¦ Side Mounted ¦ 1NO+1NC ¦ LAD8N11 | AUX_CONTACT_BLOCK_SIDE_LAD8N11 | Add-on Aux Block ¦ Side Mounted ¦ 1NO+1NC ¦ LAD8N11 | Add-on auxiliary contact block ¦ Side Mounted ¦ 1NO+1NC | SC_L1: AUX_CONTACT_BLOCK_SIDE | [9 empty] | Schneider Electric | TeSys Deca | LC1D | LAD8N11 | 2420 | INR | 2025-07-15 | Schneider WEF 15-Jul-2025 | Switching _All_WEF 15th Jul 25.pdf | 29 | LC1D Accessories (Page 29–30) | Switching _All_WEF 15th Jul 25.pdf ¦ Page 29 ¦ Add-on Aux Block (Side) ¦ TeSys Deca AC Coil Contactors & Control Relays only | WORKING
Motor Control | Accessories | Add-on Aux Block (Side) | Accessory | ACCESSORY¦AUX_CONTACT_BLOCK_SIDE | Aux Contact Block (Side) | AUX_CONTACT_BLOCK_SIDE_LAD8N20 | Add-on Aux Block ¦ Side Mounted ¦ 2NO ¦ LAD8N20 | AUX_CONTACT_BLOCK_SIDE_LAD8N20 | Add-on Aux Block ¦ Side Mounted ¦ 2NO ¦ LAD8N20 | Add-on auxiliary contact block ¦ Side Mounted ¦ 2NO | SC_L1: AUX_CONTACT_BLOCK_SIDE | [9 empty] | Schneider Electric | TeSys Deca | LC1D | LAD8N20 | 2420 | INR | 2025-07-15 | Schneider WEF 15-Jul-2025 | Switching _All_WEF 15th Jul 25.pdf | 29 | LC1D Accessories (Page 29–30) | Switching _All_WEF 15th Jul 25.pdf ¦ Page 29 ¦ Add-on Aux Block (Side) ¦ TeSys Deca AC Coil Contactors & Control Relays only | WORKING
Motor Control | Accessories | Pneumatic Timer | Accessory | ACCESSORY¦PNEUMATIC_TIMER | Pneumatic Timer | PNEUMATIC_TIMER_LADT0 | Pneumatic Timer Block ¦ ON delay ¦ 1NO+1NC 0.1..3s ¦ LADT0 | PNEUMATIC_TIMER_LADT0 | Pneumatic Timer Block ¦ ON delay ¦ 1NO+1NC 0.1..3s ¦ LADT0 | Pneumatic timer block (front mounted) ¦ ON delay ¦ 1NO+1NC 0.1..3s | SC_L1: PNEUMATIC_TIMER | [9 empty] | Schneider Electric | TeSys Deca | LC1D | LADT0 | 4580 | INR | 2025-07-15 | Schneider WEF 15-Jul-2025 | Switching _All_WEF 15th Jul 25.pdf | 29 | LC1D Accessories (Page 29–30) | Switching _All_WEF 15th Jul 25.pdf ¦ Page 29 ¦ Pneumatic Timer ¦ TeSys Deca (see compatibility p30) | WORKING
Motor Control | Accessories | Pneumatic Timer | Accessory | ACCESSORY¦PNEUMATIC_TIMER | Pneumatic Timer | PNEUMATIC_TIMER_LADT2 | Pneumatic Timer Block ¦ ON delay ¦ 1NO+1NC 0.1..30s ¦ LADT2 | PNEUMATIC_TIMER_LADT2 | Pneumatic Timer Block ¦ ON delay ¦ 1NO+1NC 0.1..30s ¦ LADT2 | Pneumatic timer block (front mounted) ¦ ON delay ¦ 1NO+1NC 0.1..30s | SC_L1: PNEUMATIC_TIMER | [9 empty] | Schneider Electric | TeSys Deca | LC1D | LADT2 | 4580 | INR | 2025-07-15 | Schneider WEF 15-Jul-2025 | Switching _All_WEF 15th Jul 25.pdf | 29 | LC1D Accessories (Page 29–30) | Switching _All_WEF 15th Jul 25.pdf ¦ Page 29 ¦ Pneumatic Timer ¦ TeSys Deca (see compatibility p30) | WORKING
Motor Control | Accessories | Pneumatic Timer | Accessory | ACCESSORY¦PNEUMATIC_TIMER | Pneumatic Timer | PNEUMATIC_TIMER_LADT4 | Pneumatic Timer Block ¦ ON delay ¦ 1NO+1NC 10..180s ¦ LADT4 | PNEUMATIC_TIMER_LADT4 | Pneumatic Timer Block ¦ ON delay ¦ 1NO+1NC 10..180s ¦ LADT4 | Pneumatic timer block (front mounted) ¦ ON delay ¦ 1NO+1NC 10..180s | SC_L1: PNEUMATIC_TIMER | [9 empty] | Schneider Electric | TeSys Deca | LC1D | LADT4 | 4580 | INR | 2025-07-15 | Schneider WEF 15-Jul-2025 | Switching _All_WEF 15th Jul 25.pdf | 29 | LC1D Accessories (Page 29–30) | Switching _All_WEF 15th Jul 25.pdf ¦ Page 29 ¦ Pneumatic Timer ¦ TeSys Deca (see compatibility p30) | WORKING
Motor Control | Accessories | Pneumatic Timer | Accessory | ACCESSORY¦PNEUMATIC_TIMER | Pneumatic Timer | PNEUMATIC_TIMER_LADS2 | Pneumatic Timer Block ¦ ON delay ¦ 1NO+1NC 1..30s ¦ LADS2 | PNEUMATIC_TIMER_LADS2 | Pneumatic Timer Block ¦ ON delay ¦ 1NO+1NC 1..30s ¦ LADS2 | Pneumatic timer block (front mounted) ¦ ON delay ¦ 1NO+1NC 1..30s | SC_L1: PNEUMATIC_TIMER | [9 empty] | Schneider Electric | TeSys Deca | LC1D | LADS2 | 4885 | INR | 2025-07-15 | Schneider WEF 15-Jul-2025 | Switching _All_WEF 15th Jul 25.pdf | 29 | LC1D Accessories (Page 29–30) | Switching _All_WEF 15th Jul 25.pdf ¦ Page 29 ¦ Pneumatic Timer ¦ TeSys Deca (note 2 / star-delta recommendation) | WORKING
Motor Control | Accessories | Pneumatic Timer | Accessory | ACCESSORY¦PNEUMATIC_TIMER | Pneumatic Timer | PNEUMATIC_TIMER_LADR0 | Pneumatic Timer Block ¦ OFF delay ¦ 1NO+1NC 0.1..3s ¦ LADR0 | PNEUMATIC_TIMER_LADR0 | Pneumatic Timer Block ¦ OFF delay ¦ 1NO+1NC 0.1..3s ¦ LADR0 | Pneumatic timer block (front mounted) ¦ OFF delay ¦ 1NO+1NC 0.1..3s | SC_L1: PNEUMATIC_TIMER | [9 empty] | Schneider Electric | TeSys Deca | LC1D | LADR0 | 4580 | INR | 2025-07-15 | Schneider WEF 15-Jul-2025 | Switching _All_WEF 15th Jul 25.pdf | 29 | LC1D Accessories (Page 29–30) | Switching _All_WEF 15th Jul 25.pdf ¦ Page 29 ¦ Pneumatic Timer ¦ TeSys Deca (see compatibility p30) | WORKING
Motor Control | Accessories | Pneumatic Timer | Accessory | ACCESSORY¦PNEUMATIC_TIMER | Pneumatic Timer | PNEUMATIC_TIMER_LADR2 | Pneumatic Timer Block ¦ OFF delay ¦ 1NO+1NC 0.1..30s ¦ LADR2 | PNEUMATIC_TIMER_LADR2 | Pneumatic Timer Block ¦ OFF delay ¦ 1NO+1NC 0.1..30s ¦ LADR2 | Pneumatic timer block (front mounted) ¦ OFF delay ¦ 1NO+1NC 0.1..30s | SC_L1: PNEUMATIC_TIMER | [9 empty] | Schneider Electric | TeSys Deca | LC1D | LADR2 | 4580 | INR | 2025-07-15 | Schneider WEF 15-Jul-2025 | Switching _All_WEF 15th Jul 25.pdf | 29 | LC1D Accessories (Page 29–30) | Switching _All_WEF 15th Jul 25.pdf ¦ Page 29 ¦ Pneumatic Timer ¦ TeSys Deca (see compatibility p30) | WORKING
Motor Control | Accessories | Pneumatic Timer | Accessory | ACCESSORY¦PNEUMATIC_TIMER | Pneumatic Timer | PNEUMATIC_TIMER_LADR4 | Pneumatic Timer Block ¦ OFF delay ¦ 1NO+1NC 10..180s ¦ LADR4 | PNEUMATIC_TIMER_LADR4 | Pneumatic Timer Block ¦ OFF delay ¦ 1NO+1NC 10..180s ¦ LADR4 | Pneumatic timer block (front mounted) ¦ OFF delay ¦ 1NO+1NC 10..180s | SC_L1: PNEUMATIC_TIMER | [9 empty] | Schneider Electric | TeSys Deca | LC1D | LADR4 | 4580 | INR | 2025-07-15 | Schneider WEF 15-Jul-2025 | Switching _All_WEF 15th Jul 25.pdf | 29 | LC1D Accessories (Page 29–30) | Switching _All_WEF 15th Jul 25.pdf ¦ Page 29 ¦ Pneumatic Timer ¦ TeSys Deca (see compatibility p30) | WORKING
Motor Control | Accessories | Contact Set | Accessory | ACCESSORY¦CONTACT_SET | Contact Set | CONTACT_SET_LA5D1158031 | Contacts set - 3P ¦ LA5D1158031 | CONTACT_SET_LA5D1158031 | Contacts set - 3P ¦ LA5D1158031 | Contacts set - 3P ¦ For use with: LC1D115 | SC_L1: CONTACT_SET | [9 empty] | Schneider Electric | TeSys Deca | LC1D | LA5D1158031 | 28205 | INR | 2025-07-15 | Schneider WEF 15-Jul-2025 | Switching _All_WEF 15th Jul 25.pdf | 31 | LC1D Accessories (Page 31) | Switching _All_WEF 15th Jul 25.pdf ¦ Page 31 ¦ Contact Set ¦ For Contactor D115/150 ¦ LC1D115 | WORKING
Motor Control | Accessories | Contact Set | Accessory | ACCESSORY¦CONTACT_SET | Contact Set | CONTACT_SET_LA5D150803 | Contacts set - 3P ¦ LA5D150803 | CONTACT_SET_LA5D150803 | Contacts set - 3P ¦ LA5D150803 | Contacts set - 3P ¦ For use with: LC1D150 | SC_L1: CONTACT_SET | [9 empty] | Schneider Electric | TeSys Deca | LC1D | LA5D150803 | 29240 | INR | 2025-07-15 | Schneider WEF 15-Jul-2025 | Switching _All_WEF 15th Jul 25.pdf | 31 | LC1D Accessories (Page 31) | Switching _All_WEF 15th Jul 25.pdf ¦ Page 31 ¦ Contact Set ¦ For Contactor D115/150 ¦ LC1D150 | WORKING
Motor Control | Accessories | Contact Set | Accessory | ACCESSORY¦CONTACT_SET | Contact Set | CONTACT_SET_LA5D115804 | Contacts set - 4P ¦ LA5D115804 | CONTACT_SET_LA5D115804 | Contacts set - 4P ¦ LA5D115804 | Contacts set - 4P ¦ For use with: LC1D1150046 | SC_L1: CONTACT_SET | [9 empty] | Schneider Electric | TeSys Deca | LC1D | LA5D115804 | 38875 | INR | 2025-07-15 | Schneider WEF 15-Jul-2025 | Switching _All_WEF 15th Jul 25.pdf | 31 | LC1D Accessories (Page 31) | Switching _All_WEF 15th Jul 25.pdf ¦ Page 31 ¦ Contact Set ¦ For Contactor D115/150 ¦ LC1D1150046 | WORKING
Motor Control | Accessories | Coil Suppressor Module | Accessory | ACCESSORY¦COIL_SUPPRESSOR | Coil Suppressor Module | COIL_SUPPRESSOR_LA4DA1U | Coil Suppressor ¦ LA4DA1U ¦ RC Circuit AC ¦ 110...240V AC | COIL_SUPPRESSOR_LA4DA1U | Coil Suppressor ¦ LA4DA1U ¦ RC Circuit AC ¦ 110...240V AC | Coil Suppressor Module ¦ Fixing: Screw ¦ Voltage: 110...240V AC ¦ Type: RC Circuit AC | SC_L1: COIL_SUPPRESSOR | [9 empty] | Schneider Electric | TeSys Deca | LC1D | LA4DA1U | 2210 | INR | 2025-07-15 | Schneider WEF 15-Jul-2025 | Switching _All_WEF 15th Jul 25.pdf | 31 | LC1D Accessories (Page 31) | Switching _All_WEF 15th Jul 25.pdf ¦ Page 31 ¦ Coil Suppressor Module ¦ LC1D12...D25 (4P) | WORKING
Motor Control | Accessories | Coil Suppressor Module | Accessory | ACCESSORY¦COIL_SUPPRESSOR | Coil Suppressor Module | COIL_SUPPRESSOR_LA4DC1U | Coil Suppressor ¦ LA4DC1U ¦ Diode DC ¦ 12...250V DC | COIL_SUPPRESSOR_LA4DC1U | Coil Suppressor ¦ LA4DC1U ¦ Diode DC ¦ 12...250V DC | Coil Suppressor Module ¦ Fixing: Screw ¦ Voltage: 12...250V DC ¦ Type: Diode DC | SC_L1: COIL_SUPPRESSOR | [9 empty] | Schneider Electric | TeSys Deca | LC1D | LA4DC1U | 2475 | INR | 2025-07-15 | Schneider WEF 15-Jul-2025 | Switching _All_WEF 15th Jul 25.pdf | 31 | LC1D Accessories (Page 31) | Switching _All_WEF 15th Jul 25.pdf ¦ Page 31 ¦ Coil Suppressor Module ¦ LC1D12...D25 (4P) | WORKING
Motor Control | Accessories | Coil Suppressor Module | Accessory | ACCESSORY¦COIL_SUPPRESSOR | Coil Suppressor Module | COIL_SUPPRESSOR_LAD4VE | Coil Suppressor ¦ LAD4VE ¦ Varistor AC/DC ¦ 24...48V AC | COIL_SUPPRESSOR_LAD4VE | Coil Suppressor ¦ LAD4VE ¦ Varistor AC/DC ¦ 24...48V AC | Coil Suppressor Module ¦ Fixing: Screw ¦ Voltage: 24...48V AC ¦ Type: Varistor AC/DC | SC_L1: COIL_SUPPRESSOR | [9 empty] | Schneider Electric | TeSys Deca | LC1D | LAD4VE | 2145 | INR | 2025-07-15 | Schneider WEF 15-Jul-2025 | Switching _All_WEF 15th Jul 25.pdf | 31 | LC1D Accessories (Page 31) | Switching _All_WEF 15th Jul 25.pdf ¦ Page 31 ¦ Coil Suppressor Module ¦ LC1D09...D38, LC2D09...D38, LC1DT20...DT40, LC2DT20...DT40 (3P) | WORKING
Motor Control | Accessories | Coil Suppressor Module | Accessory | ACCESSORY¦COIL_SUPPRESSOR | Coil Suppressor Module | COIL_SUPPRESSOR_LAD4RCE | Coil Suppressor ¦ LAD4RCE ¦ RC Circuit AC ¦ 24...48V AC 400Hz | COIL_SUPPRESSOR_LAD4RCE | Coil Suppressor ¦ LAD4RCE ¦ RC Circuit AC ¦ 24...48V AC 400Hz | Coil Suppressor Module ¦ Fixing: Screw ¦ Voltage: 24...48V AC 400Hz ¦ Type: RC Circuit AC | SC_L1: COIL_SUPPRESSOR | [9 empty] | Schneider Electric | TeSys Deca | LC1D | LAD4RCE | 2145 | INR | 2025-07-15 | Schneider WEF 15-Jul-2025 | Switching _All_WEF 15th Jul 25.pdf | 31 | LC1D Accessories (Page 31) | Switching _All_WEF 15th Jul 25.pdf ¦ Page 31 ¦ Coil Suppressor Module ¦ LC1D09...D38, LC2D09...D38, LC1DT20...DT40, LC2DT20...DT40 (3P) | WORKING
Motor Control | Accessories | Coil Suppressor Module | Accessory | ACCESSORY¦COIL_SUPPRESSOR | Coil Suppressor Module | COIL_SUPPRESSOR_LAD4RCG | Coil Suppressor ¦ LAD4RCG ¦ RC Circuit AC ¦ 50...127V AC 200Hz | COIL_SUPPRESSOR_LAD4RCG | Coil Suppressor ¦ LAD4RCG ¦ RC Circuit AC ¦ 50...127V AC 200Hz | Coil Suppressor Module ¦ Fixing: Screw ¦ Voltage: 50...127V AC 200Hz ¦ Type: RC Circuit AC | SC_L1: COIL_SUPPRESSOR | [9 empty] | Schneider Electric | TeSys Deca | LC1D | LAD4RCG | 1935 | INR | 2025-07-15 | Schneider WEF 15-Jul-2025 | Switching _All_WEF 15th Jul 25.pdf | 31 | LC1D Accessories (Page 31) | Switching _All_WEF 15th Jul 25.pdf ¦ Page 31 ¦ Coil Suppressor Module ¦ LC1D09...D38, LC2D09...D38, LC1DT20...DT40, LC2DT20...DT40 (3P) | WORKING
Motor Control | Accessories | Coil Suppressor Module | Accessory | ACCESSORY¦COIL_SUPPRESSOR | Coil Suppressor Module | COIL_SUPPRESSOR_LAD4RCU | Coil Suppressor ¦ LAD4RCU ¦ RC Circuit AC ¦ 110...240V AC 100Hz | COIL_SUPPRESSOR_LAD4RCU | Coil Suppressor ¦ LAD4RCU ¦ RC Circuit AC ¦ 110...240V AC 100Hz | Coil Suppressor Module ¦ Fixing: Screw ¦ Voltage: 110...240V AC 100Hz ¦ Type: RC Circuit AC | SC_L1: COIL_SUPPRESSOR | [9 empty] | Schneider Electric | TeSys Deca | LC1D | LAD4RCU | 2145 | INR | 2025-07-15 | Schneider WEF 15-Jul-2025 | Switching _All_WEF 15th Jul 25.pdf | 31 | LC1D Accessories (Page 31) | Switching _All_WEF 15th Jul 25.pdf ¦ Page 31 ¦ Coil Suppressor Module ¦ CAD | WORKING
Motor Control | Accessories | Coil Suppressor Module | Accessory | ACCESSORY¦COIL_SUPPRESSOR | Coil Suppressor Module | COIL_SUPPRESSOR_LAD4VU | Coil Suppressor ¦ LAD4VU ¦ Varistor AC/DC ¦ 110...250V AC | COIL_SUPPRESSOR_LAD4VU | Coil Suppressor ¦ LAD4VU ¦ Varistor AC/DC ¦ 110...250V AC | Coil Suppressor Module ¦ Fixing: Screw ¦ Voltage: 110...250V AC ¦ Type: Varistor AC/DC | SC_L1: COIL_SUPPRESSOR | [9 empty] | Schneider Electric | TeSys Deca | LC1D | LAD4VU | 2145 | INR | 2025-07-15 | Schneider WEF 15-Jul-2025 | Switching _All_WEF 15th Jul 25.pdf | 31 | LC1D Accessories (Page 31) | Switching _All_WEF 15th Jul 25.pdf ¦ Page 31 ¦ Coil Suppressor Module ¦ CAD | WORKING
Motor Control | Accessories | Coil Suppressor Module | Accessory | ACCESSORY¦COIL_SUPPRESSOR | Coil Suppressor Module | COIL_SUPPRESSOR_LA4DC3U | Coil Suppressor ¦ LA4DC3U ¦ Diode DC ¦ 24...250V DC | COIL_SUPPRESSOR_LA4DC3U | Coil Suppressor ¦ LA4DC3U ¦ Diode DC ¦ 24...250V DC | Coil Suppressor Module ¦ Fixing: Screw ¦ Voltage: 24...250V DC ¦ Type: Diode DC | SC_L1: COIL_SUPPRESSOR | [9 empty] | Schneider Electric | TeSys Deca | LC1D | LA4DC3U | 2210 | INR | 2025-07-15 | Schneider WEF 15-Jul-2025 | Switching _All_WEF 15th Jul 25.pdf | 31 | LC1D Accessories (Page 31) | Switching _All_WEF 15th Jul 25.pdf ¦ Page 31 ¦ Coil Suppressor Module ¦ LC1D80, LC1D95, LC2D80, LC2D95 (3P); LC2D80 (4P), LC1D40008, LC1D65008 | WORKING
Motor Control | Accessories | Coil Suppressor Module | Accessory | ACCESSORY¦COIL_SUPPRESSOR | Coil Suppressor Module | COIL_SUPPRESSOR_LA4DE2U | Coil Suppressor ¦ LA4DE2U ¦ Varistor AC/DC ¦ 110...250V AC | COIL_SUPPRESSOR_LA4DE2U | Coil Suppressor ¦ LA4DE2U ¦ Varistor AC/DC ¦ 110...250V AC | Coil Suppressor Module ¦ Fixing: Screw ¦ Voltage: 110...250V AC ¦ Type: Varistor AC/DC | SC_L1: COIL_SUPPRESSOR | [9 empty] | Schneider Electric | TeSys Deca | LC1D | LA4DE2U | 2110 | INR | 2025-07-15 | Schneider WEF 15-Jul-2025 | Switching _All_WEF 15th Jul 25.pdf | 31 | LC1D Accessories (Page 31) | Switching _All_WEF 15th Jul 25.pdf ¦ Page 31 ¦ Coil Suppressor Module ¦ LC1D80, LC1D95, LC2D80, LC2D95 (3P); LC2D80 (4P), LC1D40008, LC1D65008 | WORKING
Motor Control | Accessories | Coil Suppressor Module | Accessory | ACCESSORY¦COIL_SUPPRESSOR | Coil Suppressor Module | COIL_SUPPRESSOR_LA4DA2E | Coil Suppressor ¦ LA4DA2E ¦ RC Circuit AC ¦ 24...48V AC 400Hz | COIL_SUPPRESSOR_LA4DA2E | Coil Suppressor ¦ LA4DA2E ¦ RC Circuit AC ¦ 24...48V AC 400Hz | Coil Suppressor Module ¦ Fixing: Screw ¦ Voltage: 24...48V AC 400Hz ¦ Type: RC Circuit AC | SC_L1: COIL_SUPPRESSOR | [9 empty] | Schneider Electric | TeSys Deca | LC1D | LA4DA2E | 2110 | INR | 2025-07-15 | Schneider WEF 15-Jul-2025 | Switching _All_WEF 15th Jul 25.pdf | 31 | LC1D Accessories (Page 31) | Switching _All_WEF 15th Jul 25.pdf ¦ Page 31 ¦ Coil Suppressor Module ¦ LC1D80, LC1D95, LC2D80, LC2D95 (3P); LC2D80 (4P), LC1D40008, LC1D65008 | WORKING
Motor Control | Accessories | Coil Suppressor Module | Accessory | ACCESSORY¦COIL_SUPPRESSOR | Coil Suppressor Module | COIL_SUPPRESSOR_LA4DA2G | Coil Suppressor ¦ LA4DA2G ¦ RC Circuit AC ¦ 50...127V AC 200Hz | COIL_SUPPRESSOR_LA4DA2G | Coil Suppressor ¦ LA4DA2G ¦ RC Circuit AC ¦ 50...127V AC 200Hz | Coil Suppressor Module ¦ Fixing: Screw ¦ Voltage: 50...127V AC 200Hz ¦ Type: RC Circuit AC | SC_L1: COIL_SUPPRESSOR | [9 empty] | Schneider Electric | TeSys Deca | LC1D | LA4DA2G | 3330 | INR | 2025-07-15 | Schneider WEF 15-Jul-2025 | Switching _All_WEF 15th Jul 25.pdf | 31 | LC1D Accessories (Page 31) | Switching _All_WEF 15th Jul 25.pdf ¦ Page 31 ¦ Coil Suppressor Module ¦ LC1D80, LC1D95, LC2D80, LC2D95 (3P); LC2D80 (4P), LC1D40008, LC1D65008 | WORKING
Motor Control | Accessories | Coil Suppressor Module | Accessory | ACCESSORY¦COIL_SUPPRESSOR | Coil Suppressor Module | COIL_SUPPRESSOR_LA4DA2U | Coil Suppressor ¦ LA4DA2U ¦ RC Circuit AC ¦ 110...240V AC 100Hz | COIL_SUPPRESSOR_LA4DA2U | Coil Suppressor ¦ LA4DA2U ¦ RC Circuit AC ¦ 110...240V AC 100Hz | Coil Suppressor Module ¦ Fixing: Screw ¦ Voltage: 110...240V AC 100Hz ¦ Type: RC Circuit AC | SC_L1: COIL_SUPPRESSOR | [9 empty] | Schneider Electric | TeSys Deca | LC1D | LA4DA2U | 2210 | INR | 2025-07-15 | Schneider WEF 15-Jul-2025 | Switching _All_WEF 15th Jul 25.pdf | 31 | LC1D Accessories (Page 31) | Switching _All_WEF 15th Jul 25.pdf ¦ Page 31 ¦ Coil Suppressor Module ¦ LC1D80, LC1D95, LC2D80, LC2D95 (3P); LC2D80 (4P), LC1D40008, LC1D65008 | WORKING
Motor Control | Accessories | Coil Suppressor Module | Accessory | ACCESSORY¦COIL_SUPPRESSOR | Coil Suppressor Module | COIL_SUPPRESSOR_LA4DA2N | Coil Suppressor ¦ LA4DA2N ¦ RC Circuit AC ¦ 380...415V AC 150Hz | COIL_SUPPRESSOR_LA4DA2N | Coil Suppressor ¦ LA4DA2N ¦ RC Circuit AC ¦ 380...415V AC 150Hz | Coil Suppressor Module ¦ Fixing: Screw ¦ Voltage: 380...415V AC 150Hz ¦ Type: RC Circuit AC | SC_L1: COIL_SUPPRESSOR | [9 empty] | Schneider Electric | TeSys Deca | LC1D | LA4DA2N | 3330 | INR | 2025-07-15 | Schneider WEF 15-Jul-2025 | Switching _All_WEF 15th Jul 25.pdf | 31 | LC1D Accessories (Page 31) | Switching _All_WEF 15th Jul 25.pdf ¦ Page 31 ¦ Coil Suppressor Module ¦ LC1D80, LC1D95, LC2D80, LC2D95 (3P); LC2D80 (4P), LC1D40008, LC1D65008 | WORKING
Motor Control | Accessories | Coil Suppressor Module | Accessory | ACCESSORY¦COIL_SUPPRESSOR | Coil Suppressor Module | COIL_SUPPRESSOR_LA4DE3E | Coil Suppressor ¦ LA4DE3E ¦ Varistor AC/DC ¦ 24...48V DC | COIL_SUPPRESSOR_LA4DE3E | Coil Suppressor ¦ LA4DE3E ¦ Varistor AC/DC ¦ 24...48V DC | Coil Suppressor Module ¦ Fixing: Screw ¦ Voltage: 24...48V DC ¦ Type: Varistor AC/DC | SC_L1: COIL_SUPPRESSOR | [9 empty] | Schneider Electric | TeSys Deca | LC1D | LA4DE3E | 2210 | INR | 2025-07-15 | Schneider WEF 15-Jul-2025 | Switching _All_WEF 15th Jul 25.pdf | 31 | LC1D Accessories (Page 31) | Switching _All_WEF 15th Jul 25.pdf ¦ Page 31 ¦ Coil Suppressor Module ¦ LC1D80, LC1D95, LC2D80, LC2D95 (3P); LC2D80 (4P), LC1D40008, LC1D65008 | WORKING
Motor Control | Accessories | Aux Contact Block (Harsh Env) | Accessory | ACCESSORY¦AUX_CONTACT_BLOCK | Aux Contact Block | AUX_CONTACT_BLOCK_LADN11R | Aux Contact Block (Harsh Env) ¦ 1NO+1NC | AUX_CONTACT_BLOCK_LADN11R | Auxiliary module 1NO +1NC, screw terminals ¦ LADN11R | Auxiliary module 1NO +1NC, screw terminals ¦ Harsh environment / Reliability PRO ¦ Contacts 1NO+1NC | SC_L1: AUX_CONTACT_BLOCK | [9 empty] | Schneider Electric | TeSys Deca | LC1D | LADN11R | 1025 | INR | 2025-07-15 | Schneider WEF 15-Jul-2025 | Switching _All_WEF 15th Jul 25.pdf | 32 | LC1D Accessories (Page 32) | Switching _All_WEF 15th Jul 25.pdf ¦ Page 32 ¦ Harsh environment aux block ¦ 1NO+1NC | WORKING
Motor Control | Accessories | Aux Contact Block (Harsh Env) | Accessory | ACCESSORY¦AUX_CONTACT_BLOCK | Aux Contact Block | AUX_CONTACT_BLOCK_LADN20R | Aux Contact Block (Harsh Env) ¦ 2NO | AUX_CONTACT_BLOCK_LADN20R | Auxiliary module 2NO, screw terminals ¦ LADN20R | Auxiliary module 2NO, screw terminals ¦ Harsh environment / Reliability PRO ¦ Contacts 2NO | SC_L1: AUX_CONTACT_BLOCK | [9 empty] | Schneider Electric | TeSys Deca | LC1D | LADN20R | 1035 | INR | 2025-07-15 | Schneider WEF 15-Jul-2025 | Switching _All_WEF 15th Jul 25.pdf | 32 | LC1D Accessories (Page 32) | Switching _All_WEF 15th Jul 25.pdf ¦ Page 32 ¦ Harsh environment aux block ¦ 2NO | WORKING
Motor Control | Accessories | Aux Contact Block (Harsh Env) | Accessory | ACCESSORY¦AUX_CONTACT_BLOCK | Aux Contact Block | AUX_CONTACT_BLOCK_LADN22R | Aux Contact Block (Harsh Env) ¦ 2NO+2NC | AUX_CONTACT_BLOCK_LADN22R | Auxiliary module 2NO + 2NC, screw terminals ¦ LADN22R | Auxiliary module 2NO + 2NC, screw terminals ¦ Harsh environment / Reliability PRO ¦ Contacts 2NO+2NC | SC_L1: AUX_CONTACT_BLOCK | [9 empty] | Schneider Electric | TeSys Deca | LC1D | LADN22R | 1225 | INR | 2025-07-15 | Schneider WEF 15-Jul-2025 | Switching _All_WEF 15th Jul 25.pdf | 32 | LC1D Accessories (Page 32) | Switching _All_WEF 15th Jul 25.pdf ¦ Page 32 ¦ Harsh environment aux block ¦ 2NO+2NC | WORKING
Motor Control | Accessories | Aux Contact Block (Harsh Env) | Accessory | ACCESSORY¦AUX_CONTACT_BLOCK | Aux Contact Block | AUX_CONTACT_BLOCK_LADN31R | Aux Contact Block (Harsh Env) ¦ 3NO+1NC | AUX_CONTACT_BLOCK_LADN31R | Auxiliary module 3NO + 1NC, screw terminals ¦ LADN31R | Auxiliary module 3NO + 1NC, screw terminals ¦ Harsh environment / Reliability PRO ¦ Contacts 3NO+1NC | SC_L1: AUX_CONTACT_BLOCK | [9 empty] | Schneider Electric | TeSys Deca | LC1D | LADN31R | 1225 | INR | 2025-07-15 | Schneider WEF 15-Jul-2025 | Switching _All_WEF 15th Jul 25.pdf | 32 | LC1D Accessories (Page 32) | Switching _All_WEF 15th Jul 25.pdf ¦ Page 32 ¦ Harsh environment aux block ¦ 3NO+1NC | WORKING
Motor Control | Accessories | Aux Contact Block (Harsh Env) | Accessory | ACCESSORY¦AUX_CONTACT_BLOCK | Aux Contact Block | AUX_CONTACT_BLOCK_LADN40R | Aux Contact Block (Harsh Env) ¦ 4NO | AUX_CONTACT_BLOCK_LADN40R | Auxiliary module 4NO, screw terminals ¦ LADN40R | Auxiliary module 4NO, screw terminals ¦ Harsh environment / Reliability PRO ¦ Contacts 4NO | SC_L1: AUX_CONTACT_BLOCK | [9 empty] | Schneider Electric | TeSys Deca | LC1D | LADN40R | 1240 | INR | 2025-07-15 | Schneider WEF 15-Jul-2025 | Switching _All_WEF 15th Jul 25.pdf | 32 | LC1D Accessories (Page 32) | Switching _All_WEF 15th Jul 25.pdf ¦ Page 32 ¦ Harsh environment aux block ¦ 4NO | WORKING
Motor Control | Accessories | Safety Chain Identification | Accessory | ACCESSORY¦SAFETY_CHAIN_ID | Safety Chain Identification | SAFETY_CHAIN_LAD9ET1S | Safety Chain Accessory ¦ LAD9ET1S | SAFETY_CHAIN_LAD9ET1S | Red Cover (Safety chain indication) ¦ LAD9ET1S | Red Cover (Safety chain indication) ¦ Safety chain identification accessory | SC_L1: SAFETY_CHAIN_ID | [9 empty] | Schneider Electric | TeSys Deca | LC1D | LAD9ET1S | 910 | INR | 2025-07-15 | Schneider WEF 15-Jul-2025 | Switching _All_WEF 15th Jul 25.pdf | 33 | LC1D Accessories (Page 33) | Switching _All_WEF 15th Jul 25.pdf ¦ Page 33 ¦ Safety chain accessory | WORKING
Motor Control | Accessories | Safety Chain Identification | Accessory | ACCESSORY¦SAFETY_CHAIN_ID | Safety Chain Identification | SAFETY_CHAIN_LADN22S | Safety Chain Accessory ¦ LADN22S | SAFETY_CHAIN_LADN22S | Auxiliary contact block with red front face (Safety chain indication) ¦ LADN22S | Auxiliary contact block with red front face (Safety chain indication) ¦ Safety chain identification accessory | SC_L1: SAFETY_CHAIN_ID | [9 empty] | Schneider Electric | TeSys Deca | LC1D | LADN22S | 1300 | INR | 2025-07-15 | Schneider WEF 15-Jul-2025 | Switching _All_WEF 15th Jul 25.pdf | 33 | LC1D Accessories (Page 33) | Switching _All_WEF 15th Jul 25.pdf ¦ Page 33 ¦ Safety chain accessory | WORKING
Motor Control | Accessories | Power Wiring Accessory | Accessory | ACCESSORY¦POWER_WIRING | Power Wiring Accessory | GIGA_SPREADER_LA9G3611 | Spreader Kit ¦ 3P ¦ 35–45 mm ¦ Set of 3 | GIGA_SPREADER_LA9G3611 | TeSys Giga Spreader Kit ¦ 3P ¦ 35–45 mm ¦ Set of 3 ¦ LA9G3611 | Spreader kit ¦ 3P ¦ Compatible: LC1G115…LC1G225 ¦ Pole pitch: 35–45 mm ¦ Quantity: Set of 3 ¦ Price: On Request | SC_L1: POWER_WIRING | [9 empty] | Schneider Electric | TeSys Giga | LC1G | LA9G3611 |  | INR | 2025-07-15 | Schneider WEF 15-Jul-2025 | Switching _All_WEF 15th Jul 25.pdf | 37 | TeSys Giga – Power wiring accessories (Spreader kits) | Switching _All_WEF 15th Jul 25.pdf ¦ Page 37 ¦ Spreader kit ¦ 3P ¦ LC1G115…LC1G225 ¦ On Request | ON_REQUEST
Motor Control | Accessories | Power Wiring Accessory | Accessory | ACCESSORY¦POWER_WIRING | Power Wiring Accessory | GIGA_SPREADER_LA9G3612 | Spreader Kit ¦ 3P ¦ 45–70 mm ¦ Set of 3 | GIGA_SPREADER_LA9G3612 | TeSys Giga Spreader Kit ¦ 3P ¦ 45–70 mm ¦ Set of 3 ¦ LA9G3612 | Spreader kit ¦ 3P ¦ Compatible: LC1G265…LC1G500 ¦ Pole pitch: 45–70 mm ¦ Quantity: Set of 3 ¦ Price: On Request | SC_L1: POWER_WIRING | [9 empty] | Schneider Electric | TeSys Giga | LC1G | LA9G3612 |  | INR | 2025-07-15 | Schneider WEF 15-Jul-2025 | Switching _All_WEF 15th Jul 25.pdf | 37 | TeSys Giga – Power wiring accessories (Spreader kits) | Switching _All_WEF 15th Jul 25.pdf ¦ Page 37 ¦ Spreader kit ¦ 3P ¦ LC1G265…LC1G500 ¦ On Request | ON_REQUEST
Motor Control | Accessories | Power Wiring Accessory | Accessory | ACCESSORY¦POWER_WIRING | Power Wiring Accessory | GIGA_SPREADER_LA9G4611 | Spreader Kit ¦ 4P ¦ 35–45 mm ¦ Set of 4 | GIGA_SPREADER_LA9G4611 | TeSys Giga Spreader Kit ¦ 4P ¦ 35–45 mm ¦ Set of 4 ¦ LA9G4611 | Spreader kit ¦ 4P ¦ Compatible: LC1G115…LC1G225 ¦ Pole pitch: 35–45 mm ¦ Quantity: Set of 4 ¦ Price: On Request | SC_L1: POWER_WIRING | [9 empty] | Schneider Electric | TeSys Giga | LC1G | LA9G4611 |  | INR | 2025-07-15 | Schneider WEF 15-Jul-2025 | Switching _All_WEF 15th Jul 25.pdf | 37 | TeSys Giga – Power wiring accessories (Spreader kits) | Switching _All_WEF 15th Jul 25.pdf ¦ Page 37 ¦ Spreader kit ¦ 4P ¦ LC1G115…LC1G225 ¦ On Request | ON_REQUEST
Motor Control | Accessories | Power Wiring Accessory | Accessory | ACCESSORY¦POWER_WIRING | Power Wiring Accessory | GIGA_SPREADER_LA9G4612 | Spreader Kit ¦ 4P ¦ 45–70 mm ¦ Set of 4 | GIGA_SPREADER_LA9G4612 | TeSys Giga Spreader Kit ¦ 4P ¦ 45–70 mm ¦ Set of 4 ¦ LA9G4612 | Spreader kit ¦ 4P ¦ Compatible: LC1G265…LC1G500 ¦ Pole pitch: 45–70 mm ¦ Quantity: Set of 4 ¦ Price: On Request | SC_L1: POWER_WIRING | [9 empty] | Schneider Electric | TeSys Giga | LC1G | LA9G4612 |  | INR | 2025-07-15 | Schneider WEF 15-Jul-2025 | Switching _All_WEF 15th Jul 25.pdf | 37 | TeSys Giga – Power wiring accessories (Spreader kits) | Switching _All_WEF 15th Jul 25.pdf ¦ Page 37 ¦ Spreader kit ¦ 4P ¦ LC1G265…LC1G500 ¦ On Request | ON_REQUEST
Motor Control | Accessories | Power Wiring Accessory | Accessory | ACCESSORY¦POWER_WIRING | Power Wiring Accessory | GIGA_TERMEXT_LA9G3613 | Terminal Extension ¦ 3P ¦ 50 mm width ¦ Set of 3 | GIGA_TERMEXT_LA9G3613 | TeSys Giga Terminal Extension ¦ 3P ¦ 50 mm width ¦ Set of 3 ¦ LA9G3613 | Terminal extension ¦ 3P ¦ Compatible: LC1G400…LC1G500 ¦ Size: 50 mm width ¦ Quantity: Set of 3 ¦ Price: On Request | SC_L1: POWER_WIRING | [9 empty] | Schneider Electric | TeSys Giga | LC1G | LA9G3613 |  | INR | 2025-07-15 | Schneider WEF 15-Jul-2025 | Switching _All_WEF 15th Jul 25.pdf | 37 | TeSys Giga – Power wiring accessories (Terminal extensions) | Switching _All_WEF 15th Jul 25.pdf ¦ Page 37 ¦ Terminal extension ¦ 3P ¦ LC1G400…LC1G500 ¦ On Request | ON_REQUEST
Motor Control | Accessories | Power Wiring Accessory | Accessory | ACCESSORY¦POWER_WIRING | Power Wiring Accessory | GIGA_TERMEXT_LA9G3614 | Terminal Extension ¦ 3P ¦ 80 mm width ¦ Set of 3 | GIGA_TERMEXT_LA9G3614 | TeSys Giga Terminal Extension ¦ 3P ¦ 80 mm width ¦ Set of 3 ¦ LA9G3614 | Terminal extension ¦ 3P ¦ Compatible: LC1G630…LC1G800 ¦ Size: 80 mm width ¦ Quantity: Set of 3 ¦ Price: On Request | SC_L1: POWER_WIRING | [9 empty] | Schneider Electric | TeSys Giga | LC1G | LA9G3614 |  | INR | 2025-07-15 | Schneider WEF 15-Jul-2025 | Switching _All_WEF 15th Jul 25.pdf | 37 | TeSys Giga – Power wiring accessories (Terminal extensions) | Switching _All_WEF 15th Jul 25.pdf ¦ Page 37 ¦ Terminal extension ¦ 3P ¦ LC1G630…LC1G800 ¦ On Request | ON_REQUEST
Motor Control | Accessories | Power Wiring Accessory | Accessory | ACCESSORY¦POWER_WIRING | Power Wiring Accessory | GIGA_TERMEXT_LA9G4613 | Terminal Extension ¦ 4P ¦ 50 mm width ¦ Set of 4 | GIGA_TERMEXT_LA9G4613 | TeSys Giga Terminal Extension ¦ 4P ¦ 50 mm width ¦ Set of 4 ¦ LA9G4613 | Terminal extension ¦ 4P ¦ Compatible: LC1G400…LC1G500 ¦ Size: 50 mm width ¦ Quantity: Set of 4 ¦ Price: On Request | SC_L1: POWER_WIRING | [9 empty] | Schneider Electric | TeSys Giga | LC1G | LA9G4613 |  | INR | 2025-07-15 | Schneider WEF 15-Jul-2025 | Switching _All_WEF 15th Jul 25.pdf | 37 | TeSys Giga – Power wiring accessories (Terminal extensions) | Switching _All_WEF 15th Jul 25.pdf ¦ Page 37 ¦ Terminal extension ¦ 4P ¦ LC1G400…LC1G500 ¦ On Request | ON_REQUEST
Motor Control | Accessories | Power Wiring Accessory | Accessory | ACCESSORY¦POWER_WIRING | Power Wiring Accessory | GIGA_TERMEXT_LA9G4614 | Terminal Extension ¦ 4P ¦ 80 mm width ¦ Set of 4 | GIGA_TERMEXT_LA9G4614 | TeSys Giga Terminal Extension ¦ 4P ¦ 80 mm width ¦ Set of 4 ¦ LA9G4614 | Terminal extension ¦ 4P ¦ Compatible: LC1G630…LC1G800 ¦ Size: 80 mm width ¦ Quantity: Set of 4 ¦ Price: On Request | SC_L1: POWER_WIRING | [9 empty] | Schneider Electric | TeSys Giga | LC1G | LA9G4614 |  | INR | 2025-07-15 | Schneider WEF 15-Jul-2025 | Switching _All_WEF 15th Jul 25.pdf | 37 | TeSys Giga – Power wiring accessories (Terminal extensions) | Switching _All_WEF 15th Jul 25.pdf ¦ Page 37 ¦ Terminal extension ¦ 4P ¦ LC1G630…LC1G800 ¦ On Request | ON_REQUEST
Motor Control | Accessories | Power Wiring Accessory | Accessory | ACCESSORY¦POWER_WIRING | Power Wiring Accessory | GIGA_PHASESEP_LA9G3801 | Phase Separator ¦ 3P ¦ Qty 2 | GIGA_PHASESEP_LA9G3801 | TeSys Giga Phase Separator ¦ 3P ¦ Qty 2 ¦ LA9G3801 | Phase separator ¦ 3P ¦ Compatible: LC1G115…LC1G800 ¦ Qty 2 ¦ Price: On Request | SC_L1: POWER_WIRING | [9 empty] | Schneider Electric | TeSys Giga | LC1G | LA9G3801 |  | INR | 2025-07-15 | Schneider WEF 15-Jul-2025 | Switching _All_WEF 15th Jul 25.pdf | 37 | TeSys Giga – Power wiring accessories (Phase separators) | Switching _All_WEF 15th Jul 25.pdf ¦ Page 37 ¦ Phase separator ¦ 3P ¦ LC1G115…LC1G800 ¦ On Request | ON_REQUEST
Motor Control | Accessories | Power Wiring Accessory | Accessory | ACCESSORY¦POWER_WIRING | Power Wiring Accessory | GIGA_PHASESEP_LA9G4801 | Phase Separator ¦ 4P ¦ Qty 3 | GIGA_PHASESEP_LA9G4801 | TeSys Giga Phase Separator ¦ 4P ¦ Qty 3 ¦ LA9G4801 | Phase separator ¦ 4P ¦ Compatible: LC1G115…LC1G800 ¦ Qty 3 ¦ Price: On Request | SC_L1: POWER_WIRING | [9 empty] | Schneider Electric | TeSys Giga | LC1G | LA9G4801 |  | INR | 2025-07-15 | Schneider WEF 15-Jul-2025 | Switching _All_WEF 15th Jul 25.pdf | 37 | TeSys Giga – Power wiring accessories (Phase separators) | Switching _All_WEF 15th Jul 25.pdf ¦ Page 37 ¦ Phase separator ¦ 4P ¦ LC1G115…LC1G800 ¦ On Request | ON_REQUEST
Motor Control | Accessories | Power Wiring Accessory | Accessory | ACCESSORY¦POWER_WIRING | Power Wiring Accessory | GIGA_PHASESEP_LA9G3803 | Phase Separator ¦ 3P ¦ Qty 2 | GIGA_PHASESEP_LA9G3803 | TeSys Giga Phase Separator ¦ 3P ¦ Qty 2 ¦ LA9G3803 | Phase separator (with 50/80mm spreaders) ¦ 3P ¦ Compatible: LC1G400…LC1G800 ¦ Qty 2 ¦ Price: On Request | SC_L1: POWER_WIRING | [9 empty] | Schneider Electric | TeSys Giga | LC1G | LA9G3803 |  | INR | 2025-07-15 | Schneider WEF 15-Jul-2025 | Switching _All_WEF 15th Jul 25.pdf | 37 | TeSys Giga – Power wiring accessories (Phase separators) | Switching _All_WEF 15th Jul 25.pdf ¦ Page 37 ¦ Phase separator ¦ 3P ¦ LC1G400…LC1G800 ¦ On Request | ON_REQUEST
Motor Control | Accessories | Power Wiring Accessory | Accessory | ACCESSORY¦POWER_WIRING | Power Wiring Accessory | GIGA_PHASESEP_LA9G4803 | Phase Separator ¦ 4P ¦ Qty 3 | GIGA_PHASESEP_LA9G4803 | TeSys Giga Phase Separator ¦ 4P ¦ Qty 3 ¦ LA9G4803 | Phase separator (with 50/80mm spreaders) ¦ 4P ¦ Compatible: LC1G400…LC1G800 ¦ Qty 3 ¦ Price: On Request | SC_L1: POWER_WIRING | [9 empty] | Schneider Electric | TeSys Giga | LC1G | LA9G4803 |  | INR | 2025-07-15 | Schneider WEF 15-Jul-2025 | Switching _All_WEF 15th Jul 25.pdf | 37 | TeSys Giga – Power wiring accessories (Phase separators) | Switching _All_WEF 15th Jul 25.pdf ¦ Page 37 ¦ Phase separator ¦ 4P ¦ LC1G400…LC1G800 ¦ On Request | ON_REQUEST
Motor Control | Accessories | Aux Contact Block (Giga) | Accessory | ACCESSORY¦AUX_CONTACT_BLOCK | Aux Contact Block | GIGA_AUX_LAG8N113P | Aux Module ¦ 1NO+1NC ¦ 1st left or 1st right | GIGA_AUX_LAG8N113P | Add-on Aux Contact Module ¦ 1NO+1NC ¦ 1st left or 1st right ¦ LAG8N113P | Add-on Aux Contact Module ¦ Terminal Push In ¦ Side Mounted ¦ 1NO+1NC ¦ Position 1st left or 1st right | SC_L1: AUX_CONTACT_BLOCK | [9 empty] | Schneider Electric | TeSys Giga | LC1G | LAG8N113P | 1575 | INR | 2025-07-15 | Schneider WEF 15-Jul-2025 | Switching _All_WEF 15th Jul 25.pdf | 38 | TeSys Giga Accessories (Add-on Blocks – Push In) | Switching _All_WEF 15th Jul 25.pdf ¦ Page 38 ¦ Add-on blocks push-in ¦ 1NO+1NC ¦ 1st left or 1st right | WORKING
Motor Control | Accessories | Aux Contact Block (Giga) | Accessory | ACCESSORY¦AUX_CONTACT_BLOCK | Aux Contact Block | GIGA_AUX_LAG8N203P | Aux Module ¦ 2NO ¦ 1st left or 1st right | GIGA_AUX_LAG8N203P | Add-on Aux Contact Module ¦ 2NO ¦ 1st left or 1st right ¦ LAG8N203P | Add-on Aux Contact Module ¦ Terminal Push In ¦ Side Mounted ¦ 2NO ¦ Position 1st left or 1st right | SC_L1: AUX_CONTACT_BLOCK | [9 empty] | Schneider Electric | TeSys Giga | LC1G | LAG8N203P | 2035 | INR | 2025-07-15 | Schneider WEF 15-Jul-2025 | Switching _All_WEF 15th Jul 25.pdf | 38 | TeSys Giga Accessories (Add-on Blocks – Push In) | Switching _All_WEF 15th Jul 25.pdf ¦ Page 38 ¦ Add-on blocks push-in ¦ 2NO ¦ 1st left or 1st right | WORKING
Motor Control | Accessories | Aux Contact Block (Giga) | Accessory | ACCESSORY¦AUX_CONTACT_BLOCK | Aux Contact Block | GIGA_AUX_LAG8N113 | Aux Module ¦ 1NO+1NC ¦ 2nd left or right | GIGA_AUX_LAG8N113 | Add-on Aux Contact Module ¦ 1NO+1NC ¦ 2nd left or right ¦ LAG8N113 | Add-on Aux Contact Module ¦ Terminal Push In ¦ Side Mounted ¦ 1NO+1NC ¦ Position 2nd left or right | SC_L1: AUX_CONTACT_BLOCK | [9 empty] | Schneider Electric | TeSys Giga | LC1G | LAG8N113 | 1575 | INR | 2025-07-15 | Schneider WEF 15-Jul-2025 | Switching _All_WEF 15th Jul 25.pdf | 38 | TeSys Giga Accessories (Add-on Blocks – Push In) | Switching _All_WEF 15th Jul 25.pdf ¦ Page 38 ¦ Add-on blocks push-in ¦ 1NO+1NC ¦ 2nd left or right | WORKING
Motor Control | Accessories | Aux Contact Block (Giga) | Accessory | ACCESSORY¦AUX_CONTACT_BLOCK | Aux Contact Block | GIGA_AUX_LAG8N203 | Aux Module ¦ 2NO ¦ 2nd left or right | GIGA_AUX_LAG8N203 | Add-on Aux Contact Module ¦ 2NO ¦ 2nd left or right ¦ LAG8N203 | Add-on Aux Contact Module ¦ Terminal Push In ¦ Side Mounted ¦ 2NO ¦ Position 2nd left or right | SC_L1: AUX_CONTACT_BLOCK | [9 empty] | Schneider Electric | TeSys Giga | LC1G | LAG8N203 | 2035 | INR | 2025-07-15 | Schneider WEF 15-Jul-2025 | Switching _All_WEF 15th Jul 25.pdf | 38 | TeSys Giga Accessories (Add-on Blocks – Push In) | Switching _All_WEF 15th Jul 25.pdf ¦ Page 38 ¦ Add-on blocks push-in ¦ 2NO ¦ 2nd left or right | WORKING
Motor Control | Accessories | Mechanical Interlock (Giga) | Accessory | ACCESSORY¦MECHANICAL_INTERLOCK | Mechanical Interlock | GIGA_INTERLOCK_LA9G970 | Mechanical Interlock ¦ LA9G970 | GIGA_INTERLOCK_LA9G970 | Mechanical interlock between identical contactor frames ¦ LA9G970 | Mechanical interlock between identical contactor frames ¦ Applies: Between Identical contactor frames ¦ Price: 2860 | SC_L1: MECHANICAL_INTERLOCK | [9 empty] | Schneider Electric | TeSys Giga | LC1G | LA9G970 | 2860 | INR | 2025-07-15 | Schneider WEF 15-Jul-2025 | Switching _All_WEF 15th Jul 25.pdf | 38 | TeSys Giga Accessories (Mechanical interlock) | Switching _All_WEF 15th Jul 25.pdf ¦ Page 38 ¦ Mechanical interlock ¦ Between Identical contactor frames | WORKING
Motor Control | Accessories | Mechanical Interlock (Giga) | Accessory | ACCESSORY¦MECHANICAL_INTERLOCK | Mechanical Interlock | GIGA_INTERLOCK_LA9G971 | Mechanical Interlock ¦ LA9G971 | GIGA_INTERLOCK_LA9G971 | Mechanical interlock between LC1G(265-500) and LC1G(185-225) ¦ LA9G971 | Mechanical interlock between LC1G(265-500) and LC1G(185-225) ¦ Applies: Between LC1G(265-500) and LC1G(185-225) ¦ Price: 2860 | SC_L1: MECHANICAL_INTERLOCK | [9 empty] | Schneider Electric | TeSys Giga | LC1G | LA9G971 | 2860 | INR | 2025-07-15 | Schneider WEF 15-Jul-2025 | Switching _All_WEF 15th Jul 25.pdf | 38 | TeSys Giga Accessories (Mechanical interlock) | Switching _All_WEF 15th Jul 25.pdf ¦ Page 38 ¦ Mechanical interlock ¦ Between LC1G(265-500) and LC1G(185-225) | WORKING
Motor Control | Accessories | Mechanical Interlock (Giga) | Accessory | ACCESSORY¦MECHANICAL_INTERLOCK | Mechanical Interlock | GIGA_INTERLOCK_LA9G972 | Mechanical Interlock ¦ LA9G972 | GIGA_INTERLOCK_LA9G972 | Mechanical interlock between LC1G630..800 and LC1G265..500 ¦ LA9G972 | Mechanical interlock between LC1G630..800 and LC1G265..500 ¦ Applies: LC1G630..LC1G800 and LC1G265..LC1G500 ¦ On Request ¦ Price: On Request | SC_L1: MECHANICAL_INTERLOCK | [9 empty] | Schneider Electric | TeSys Giga | LC1G | LA9G972 |  | INR | 2025-07-15 | Schneider WEF 15-Jul-2025 | Switching _All_WEF 15th Jul 25.pdf | 38 | TeSys Giga Accessories (Mechanical interlock) | Switching _All_WEF 15th Jul 25.pdf ¦ Page 38 ¦ Mechanical interlock ¦ LC1G630..LC1G800 and LC1G265..LC1G500 ¦ On Request | WORKING
Motor Control | Accessories | Spare Control Module | Accessory | ACCESSORY¦CONTROL_MODULE | Spare Control Module | GIGA_CTRL_MOD_LX1G3Q_EHEN | Spare Control Module ¦ 4P ¦ LX1G3Q ¦ EHEN | GIGA_CTRL_MOD_LX1G3Q_EHEN | Spare Control Module – Giga ¦ 4P ¦ LC1G115…LC1G225 ¦ LX1G3QEHEN ¦ Coil 48–130VAC/DC | Spare control module ¦ 4P ¦ Compatible: LC1G115…LC1G225 ¦ Base: LX1G3Q ¦ Coil: 48–130VAC/DC ¦ Price: On Request | SC_L1: CONTROL_MODULE | [9 empty] | Schneider Electric | TeSys Giga | LC1G | LX1G3QEHEN |  | INR | 2025-07-15 | Schneider WEF 15-Jul-2025 | Switching _All_WEF 15th Jul 25.pdf | 38 | TeSys Giga Accessories (Spare control modules) | Switching _All_WEF 15th Jul 25.pdf ¦ Page 38 ¦ Spare control module ¦ 4P ¦ LC1G115…LC1G225 ¦ EHEN ¦ On Request | ON_REQUEST
Motor Control | Accessories | Spare Control Module | Accessory | ACCESSORY¦CONTROL_MODULE | Spare Control Module | GIGA_CTRL_MOD_LX1G3Q_KUEN | Spare Control Module ¦ 4P ¦ LX1G3Q ¦ KUEN | GIGA_CTRL_MOD_LX1G3Q_KUEN | Spare Control Module – Giga ¦ 4P ¦ LC1G115…LC1G225 ¦ LX1G3QKUEN ¦ Coil 100–250VAC/DC | Spare control module ¦ 4P ¦ Compatible: LC1G115…LC1G225 ¦ Base: LX1G3Q ¦ Coil: 100–250VAC/DC ¦ Price: On Request | SC_L1: CONTROL_MODULE | [9 empty] | Schneider Electric | TeSys Giga | LC1G | LX1G3QKUEN |  | INR | 2025-07-15 | Schneider WEF 15-Jul-2025 | Switching _All_WEF 15th Jul 25.pdf | 38 | TeSys Giga Accessories (Spare control modules) | Switching _All_WEF 15th Jul 25.pdf ¦ Page 38 ¦ Spare control module ¦ 4P ¦ LC1G115…LC1G225 ¦ KUEN ¦ On Request | ON_REQUEST
Motor Control | Accessories | Spare Control Module | Accessory | ACCESSORY¦CONTROL_MODULE | Spare Control Module | GIGA_CTRL_MOD_LX1G3R_EHEN | Spare Control Module ¦ 4P ¦ LX1G3R ¦ EHEN | GIGA_CTRL_MOD_LX1G3R_EHEN | Spare Control Module – Giga ¦ 4P ¦ LC1G265…LC1G330 ¦ LX1G3REHEN ¦ Coil 48–130VAC/DC | Spare control module ¦ 4P ¦ Compatible: LC1G265…LC1G330 ¦ Base: LX1G3R ¦ Coil: 48–130VAC/DC ¦ Price: On Request | SC_L1: CONTROL_MODULE | [9 empty] | Schneider Electric | TeSys Giga | LC1G | LX1G3REHEN |  | INR | 2025-07-15 | Schneider WEF 15-Jul-2025 | Switching _All_WEF 15th Jul 25.pdf | 38 | TeSys Giga Accessories (Spare control modules) | Switching _All_WEF 15th Jul 25.pdf ¦ Page 38 ¦ Spare control module ¦ 4P ¦ LC1G265…LC1G330 ¦ EHEN ¦ On Request | ON_REQUEST
Motor Control | Accessories | Spare Control Module | Accessory | ACCESSORY¦CONTROL_MODULE | Spare Control Module | GIGA_CTRL_MOD_LX1G3R_KUEN | Spare Control Module ¦ 4P ¦ LX1G3R ¦ KUEN | GIGA_CTRL_MOD_LX1G3R_KUEN | Spare Control Module – Giga ¦ 4P ¦ LC1G265…LC1G330 ¦ LX1G3RKUEN ¦ Coil 100–250VAC/DC | Spare control module ¦ 4P ¦ Compatible: LC1G265…LC1G330 ¦ Base: LX1G3R ¦ Coil: 100–250VAC/DC ¦ Price: On Request | SC_L1: CONTROL_MODULE | [9 empty] | Schneider Electric | TeSys Giga | LC1G | LX1G3RKUEN |  | INR | 2025-07-15 | Schneider WEF 15-Jul-2025 | Switching _All_WEF 15th Jul 25.pdf | 38 | TeSys Giga Accessories (Spare control modules) | Switching _All_WEF 15th Jul 25.pdf ¦ Page 38 ¦ Spare control module ¦ 4P ¦ LC1G265…LC1G330 ¦ KUEN ¦ On Request | ON_REQUEST
Motor Control | Accessories | Spare Control Module | Accessory | ACCESSORY¦CONTROL_MODULE | Spare Control Module | GIGA_CTRL_MOD_LX1G3S_EHEN | Spare Control Module ¦ 4P ¦ LX1G3S ¦ EHEN | GIGA_CTRL_MOD_LX1G3S_EHEN | Spare Control Module – Giga ¦ 4P ¦ LC1G400…LC1G500 ¦ LX1G3SEHEN ¦ Coil 48–130VAC/DC | Spare control module ¦ 4P ¦ Compatible: LC1G400…LC1G500 ¦ Base: LX1G3S ¦ Coil: 48–130VAC/DC ¦ Price: On Request | SC_L1: CONTROL_MODULE | [9 empty] | Schneider Electric | TeSys Giga | LC1G | LX1G3SEHEN |  | INR | 2025-07-15 | Schneider WEF 15-Jul-2025 | Switching _All_WEF 15th Jul 25.pdf | 38 | TeSys Giga Accessories (Spare control modules) | Switching _All_WEF 15th Jul 25.pdf ¦ Page 38 ¦ Spare control module ¦ 4P ¦ LC1G400…LC1G500 ¦ EHEN ¦ On Request | ON_REQUEST
Motor Control | Accessories | Spare Control Module | Accessory | ACCESSORY¦CONTROL_MODULE | Spare Control Module | GIGA_CTRL_MOD_LX1G3S_KUEN | Spare Control Module ¦ 4P ¦ LX1G3S ¦ KUEN | GIGA_CTRL_MOD_LX1G3S_KUEN | Spare Control Module – Giga ¦ 4P ¦ LC1G400…LC1G500 ¦ LX1G3SKUEN ¦ Coil 100–250VAC/DC | Spare control module ¦ 4P ¦ Compatible: LC1G400…LC1G500 ¦ Base: LX1G3S ¦ Coil: 100–250VAC/DC ¦ Price: On Request | SC_L1: CONTROL_MODULE | [9 empty] | Schneider Electric | TeSys Giga | LC1G | LX1G3SKUEN |  | INR | 2025-07-15 | Schneider WEF 15-Jul-2025 | Switching _All_WEF 15th Jul 25.pdf | 38 | TeSys Giga Accessories (Spare control modules) | Switching _All_WEF 15th Jul 25.pdf ¦ Page 38 ¦ Spare control module ¦ 4P ¦ LC1G400…LC1G500 ¦ KUEN ¦ On Request | ON_REQUEST
Motor Control | Accessories | Spare Control Module | Accessory | ACCESSORY¦CONTROL_MODULE | Spare Control Module | GIGA_CTRL_MOD_LX1G3T_EHEN | Spare Control Module ¦ 4P ¦ LX1G3T ¦ EHEN | GIGA_CTRL_MOD_LX1G3T_EHEN | Spare Control Module – Giga ¦ 4P ¦ LC1G630…LC1G800 ¦ LX1G3TEHEN ¦ Coil 48–130VAC/DC | Spare control module ¦ 4P ¦ Compatible: LC1G630…LC1G800 ¦ Base: LX1G3T ¦ Coil: 48–130VAC/DC ¦ Price: On Request | SC_L1: CONTROL_MODULE | [9 empty] | Schneider Electric | TeSys Giga | LC1G | LX1G3TEHEN |  | INR | 2025-07-15 | Schneider WEF 15-Jul-2025 | Switching _All_WEF 15th Jul 25.pdf | 38 | TeSys Giga Accessories (Spare control modules) | Switching _All_WEF 15th Jul 25.pdf ¦ Page 38 ¦ Spare control module ¦ 4P ¦ LC1G630…LC1G800 ¦ EHEN ¦ On Request | ON_REQUEST
Motor Control | Accessories | Spare Control Module | Accessory | ACCESSORY¦CONTROL_MODULE | Spare Control Module | GIGA_CTRL_MOD_LX1G3T_KUEN | Spare Control Module ¦ 4P ¦ LX1G3T ¦ KUEN | GIGA_CTRL_MOD_LX1G3T_KUEN | Spare Control Module – Giga ¦ 4P ¦ LC1G630…LC1G800 ¦ LX1G3TKUEN ¦ Coil 100–250VAC/DC | Spare control module ¦ 4P ¦ Compatible: LC1G630…LC1G800 ¦ Base: LX1G3T ¦ Coil: 100–250VAC/DC ¦ Price: On Request | SC_L1: CONTROL_MODULE | [9 empty] | Schneider Electric | TeSys Giga | LC1G | LX1G3TKUEN |  | INR | 2025-07-15 | Schneider WEF 15-Jul-2025 | Switching _All_WEF 15th Jul 25.pdf | 38 | TeSys Giga Accessories (Spare control modules) | Switching _All_WEF 15th Jul 25.pdf ¦ Page 38 ¦ Spare control module ¦ 4P ¦ LC1G630…LC1G800 ¦ KUEN ¦ On Request | ON_REQUEST
Motor Protection | Accessories | EOCR Cable | Accessory | ACCESSORY¦EOCR_CABLE | Eocr Cable | EOCR_CABLE_CABLE-RJ45-001 | EOCR Cable ¦ Cable RJ45 1 Meter | EOCR_CABLE_CABLE-RJ45-001 | EOCR Cable ¦ Cable RJ45 1 Meter | Cable for extended display ¦ Cable RJ45 1 Meter | SC_L1: EOCR_CABLE | [9 empty] | Schneider Electric | TeSys Protect EOCR | EOCR | CABLE-RJ45-001 | 2825 | INR | 2025-07-15 | Schneider WEF 15-Jul-2025 | Switching _All_WEF 15th Jul 25.pdf | 43 | EOCR Accessories | Switching _All_WEF 15th Jul 25.pdf ¦ Page 43 ¦ EOCR Accessories ¦ Digital EOCR extended display | WORKING
Motor Protection | Accessories | EOCR Cable | Accessory | ACCESSORY¦EOCR_CABLE | Eocr Cable | EOCR_CABLE_CABLE-RJ45-003 | EOCR Cable ¦ Cable RJ45 3 Meter | EOCR_CABLE_CABLE-RJ45-003 | EOCR Cable ¦ Cable RJ45 3 Meter | Cable for extended display ¦ Cable RJ45 3 Meter | SC_L1: EOCR_CABLE | [9 empty] | Schneider Electric | TeSys Protect EOCR | EOCR | CABLE-RJ45-003 | 3690 | INR | 2025-07-15 | Schneider WEF 15-Jul-2025 | Switching _All_WEF 15th Jul 25.pdf | 43 | EOCR Accessories | Switching _All_WEF 15th Jul 25.pdf ¦ Page 43 ¦ EOCR Accessories ¦ Digital EOCR extended display | WORKING
Motor Protection | Accessories | ZCT Ground Fault CT | Accessory | ACCESSORY¦ZCT | Zct | ZCT_ZCT-035-Z | ZCT ¦ ZCT 35 mm | ZCT_ZCT-035-Z | ZCT ¦ ZCT 35 mm | Ground fault protection ZCT ¦ ZCT 35 mm | SC_L1: ZCT | [9 empty] | Schneider Electric | TeSys Protect EOCR | EOCR | ZCT-035-Z | 7775 | INR | 2025-07-15 | Schneider WEF 15-Jul-2025 | Switching _All_WEF 15th Jul 25.pdf | 43 | EOCR Accessories | Switching _All_WEF 15th Jul 25.pdf ¦ Page 43 ¦ EOCR Accessories ¦ Digital EOCR ground fault (ZCT) | WORKING
Motor Protection | Accessories | ZCT Ground Fault CT | Accessory | ACCESSORY¦ZCT | Zct | ZCT_ZCT-080-Z | ZCT ¦ ZCT 80 mm | ZCT_ZCT-080-Z | ZCT ¦ ZCT 80 mm | Ground fault protection ZCT ¦ ZCT 80 mm | SC_L1: ZCT | [9 empty] | Schneider Electric | TeSys Protect EOCR | EOCR | ZCT-080-Z | 10475 | INR | 2025-07-15 | Schneider WEF 15-Jul-2025 | Switching _All_WEF 15th Jul 25.pdf | 43 | EOCR Accessories | Switching _All_WEF 15th Jul 25.pdf ¦ Page 43 ¦ EOCR Accessories ¦ Digital EOCR ground fault (ZCT) | WORKING
Motor Protection | Accessories | ZCT Ground Fault CT | Accessory | ACCESSORY¦ZCT | Zct | ZCT_ZCT-120-Z | ZCT ¦ ZCT 120 mm | ZCT_ZCT-120-Z | ZCT ¦ ZCT 120 mm | Ground fault protection ZCT ¦ ZCT 120 mm | SC_L1: ZCT | [9 empty] | Schneider Electric | TeSys Protect EOCR | EOCR | ZCT-120-Z | 17230 | INR | 2025-07-15 | Schneider WEF 15-Jul-2025 | Switching _All_WEF 15th Jul 25.pdf | 43 | EOCR Accessories | Switching _All_WEF 15th Jul 25.pdf ¦ Page 43 ¦ EOCR Accessories ¦ Digital EOCR ground fault (ZCT) | WORKING
Motor Protection | Accessories | External CT | Accessory | ACCESSORY¦EXTERNAL_CT | External Ct | EXTERNAL_CT_3CT-H1-100-Z | External CT ¦ 100A ¦ 100:5 | EXTERNAL_CT_3CT-H1-100-Z | External CT ¦ 100A ¦ 100:5 | External CT for range extension ¦ 100A ¦ Ratio 100:5 | SC_L1: EXTERNAL_CT | [9 empty] | Schneider Electric | TeSys Protect EOCR | EOCR | 3CT-H1-100-Z | 6190 | INR | 2025-07-15 | Schneider WEF 15-Jul-2025 | Switching _All_WEF 15th Jul 25.pdf | 43 | EOCR Accessories | Switching _All_WEF 15th Jul 25.pdf ¦ Page 43 ¦ EOCR Accessories ¦ EOCR range extension up to 400A | WORKING
Motor Protection | Accessories | External CT | Accessory | ACCESSORY¦EXTERNAL_CT | External Ct | EXTERNAL_CT_3CT-HH-150-Z | External CT ¦ 150A ¦ 150:5 | EXTERNAL_CT_3CT-HH-150-Z | External CT ¦ 150A ¦ 150:5 | External CT for range extension ¦ 150A ¦ Ratio 150:5 | SC_L1: EXTERNAL_CT | [9 empty] | Schneider Electric | TeSys Protect EOCR | EOCR | 3CT-HH-150-Z | 7665 | INR | 2025-07-15 | Schneider WEF 15-Jul-2025 | Switching _All_WEF 15th Jul 25.pdf | 43 | EOCR Accessories | Switching _All_WEF 15th Jul 25.pdf ¦ Page 43 ¦ EOCR Accessories ¦ EOCR range extension up to 400A | WORKING
Motor Protection | Accessories | External CT | Accessory | ACCESSORY¦EXTERNAL_CT | External Ct | EXTERNAL_CT_3CT-H2-200-Z | External CT ¦ 200A ¦ 200:5 | EXTERNAL_CT_3CT-H2-200-Z | External CT ¦ 200A ¦ 200:5 | External CT for range extension ¦ 200A ¦ Ratio 200:5 | SC_L1: EXTERNAL_CT | [9 empty] | Schneider Electric | TeSys Protect EOCR | EOCR | 3CT-H2-200-Z | 8535 | INR | 2025-07-15 | Schneider WEF 15-Jul-2025 | Switching _All_WEF 15th Jul 25.pdf | 43 | EOCR Accessories | Switching _All_WEF 15th Jul 25.pdf ¦ Page 43 ¦ EOCR Accessories ¦ EOCR range extension up to 400A | WORKING
Motor Protection | Accessories | External CT | Accessory | ACCESSORY¦EXTERNAL_CT | External Ct | EXTERNAL_CT_3CT-H3-300-Z | External CT ¦ 300A ¦ 300:5 | EXTERNAL_CT_3CT-H3-300-Z | External CT ¦ 300A ¦ 300:5 | External CT for range extension ¦ 300A ¦ Ratio 300:5 | SC_L1: EXTERNAL_CT | [9 empty] | Schneider Electric | TeSys Protect EOCR | EOCR | 3CT-H3-300-Z | 8905 | INR | 2025-07-15 | Schneider WEF 15-Jul-2025 | Switching _All_WEF 15th Jul 25.pdf | 43 | EOCR Accessories | Switching _All_WEF 15th Jul 25.pdf ¦ Page 43 ¦ EOCR Accessories ¦ EOCR range extension up to 400A | WORKING
Motor Protection | Accessories | External CT | Accessory | ACCESSORY¦EXTERNAL_CT | External Ct | EXTERNAL_CT_3CT-H4-400-Z | External CT ¦ 400A ¦ 400:5 | EXTERNAL_CT_3CT-H4-400-Z | External CT ¦ 400A ¦ 400:5 | External CT for range extension ¦ 400A ¦ Ratio 400:5 | SC_L1: EXTERNAL_CT | [9 empty] | Schneider Electric | TeSys Protect EOCR | EOCR | 3CT-H4-400-Z | 10475 | INR | 2025-07-15 | Schneider WEF 15-Jul-2025 | Switching _All_WEF 15th Jul 25.pdf | 43 | EOCR Accessories | Switching _All_WEF 15th Jul 25.pdf ¦ Page 43 ¦ EOCR Accessories ¦ EOCR range extension up to 400A | WORKING
Motor Protection | Accessories | Spare Display | Accessory | ACCESSORY¦SPARE_DISPLAY | Spare Display | SPARE_DISPLAY_EOCR-PDMZ | Spare Display ¦ EOCR-PDMZ Display | SPARE_DISPLAY_EOCR-PDMZ | Spare Display ¦ EOCR-PDMZ Display | Spare display module for EOCR (PDMZ) | SC_L1: SPARE_DISPLAY | [9 empty] | Schneider Electric | TeSys Protect EOCR | EOCR | EOCR-PDMZ | 11610 | INR | 2025-07-15 | Schneider WEF 15-Jul-2025 | Switching _All_WEF 15th Jul 25.pdf | 43 | EOCR Accessories | Switching _All_WEF 15th Jul 25.pdf ¦ Page 43 ¦ EOCR Accessories ¦ EOCR display module | WORKING