## TABLE_TO_ITEM_MAP
TableId | SeriesBucket | HeadingContext | Category | Item_ProductType | SKU_Count | Price_Count
T064 | EOCR | Analog ECOR with Display | Motor Control | Overload Relay | 12 | 12
T034 | GV | Description For use with Reference Unit MRP [`] | Protection Devices | MPCB | 7 | 7
T054 | GV | GV2P GV3P GV2ME GV4PEM LR2K LR9D LRD LR9F LR9G EOCR TeSys Ultra TeSys T TeSys Island | Protection Devices | MPCB | 4 | 4
T054 | GV | TeSys Range of Products GV2P, GV4P GV3P, GV2ME GV4PEM LR2K, LRD, LR9D, LR9F LR9G EOCR | Protection Devices | MPCB | 5 | 5
T057 | GV | Thermal Protection Unit MRP Adjustment Range For Use With Reference* [`] | Protection Devices | MPCB | 1 | 1
T065 | GV | 17 - 23 GV2P21 0 11010 | Protection Devices | MPCB | 4 | 4
T065 | GV | 2.5 GV2LE07 6065 | Protection Devices | MPCB | 2 | 2
T065 | GV | 25 GV2LE22 7045 | Protection Devices | MPCB | 22 | 22
T065 | GV | 8 kA 100 kA | Protection Devices | MPCB | 3 | 3
T065 | GV | Magnetic Circuit Breaker Thermal Magnetic Circuit Breaker | Protection Devices | MPCB | 17 | 17
T065 | GV | With Rotary Handle Control | Protection Devices | MPCB | 2 | 2
T066 | GV | 62…73 GV3P73 28455 | Protection Devices | MPCB | 2 | 2
T068 | GV | External operator - IP54, Black GV2APN01 0 4745 | Protection Devices | MPCB | 2 | 2
T068 | GV | GVAE20 1840 | Protection Devices | MPCB | 12 | 12
T068 | GV | Under voltage trip | Protection Devices | MPCB | 3 | 3
T069 | GV | Additive limiter for increasing breaking GV1L3 7715 capacity to100kA for GV2ME and GV2P. | Protection Devices | MPCB | 6 | 6
T069 | GV | Connection block - LS1 D32 or GV2 with Contactor LC1-K or LP1-K GV2AF01 1015 | Protection Devices | MPCB | 1 | 1
T070 | GV | GV2MC02 4915 | Protection Devices | MPCB | 7 | 7
T071 | GV | GV2MC02 4915 | Protection Devices | MPCB | 3 | 3
T024 | LC1D | Capacitor Duty Contactor | Motor Control | Contactor | 7 | 7
T027 | LC1D | Power Contactors - Deca Model (3 Pole AC & DC Control) • Conformance to IEC, UL, CSA • Available with AC (50/60Hz Dual frequency), DC & DC low consumption coil options • High Operating ambient temperature, no derating upto 60 Deg C • Inbuilt 1NO + 1N | Motor Control | Contactor | 14 | 14
T028 | LC1D | For details on non standard references, technical parameters, accessories, compatibility, stockable and non stockable status please contact Customer Care | Motor Control | Contactor | 13 | 13
T029 | LC1D | TeSys Deca Power Contactors (3 Pole DC Low Consumption) Now available upto 80A with the TeSys Deca Advanced Low Consumption offer | Motor Control | Contactor | 5 | 5
T030 | LC1D | TeSys Deca Power Contactors (3 Pole DC Low Consumption) Now available upto 80A with the TeSys Deca Advanced Low Consumption offer | Motor Control | Contactor | 4 | 4
T031 | LC1D | For other coil voltage ratings contactors, please contact Customer Care. * Reference to be completed by adding coil voltage code TeSys Deca Power Contactors (4 Pole AC & DC Control) • Conformance to IEC, UL, CSA • Available with AC (50/60Hz Dual freq | Motor Control | Contactor | 15 | 15
T033 | LC1D | LC1D115A - 150A BNE EHE KUE LSE | Motor Control | Contactor | 2 | 2
T033 | LC1D | TeSys Deca Advanced Power Contactors (4 Pole AC & DC Control) | Motor Control | Contactor | 3 | 3
T034 | LC1D | Description For use with Reference Unit MRP [`] | Motor Control | Contactor | 2 | 4
T035 | LC1D | Description | Motor Control | Contactor | 4 | 5
T036 | LC1D | Description For use with Reference Unit MRP [`] | Motor Control | Contactor | 4 | 6
T037 | LC1D | Kit Comprising : | Motor Control | Contactor | 2 | 3
T038 | LC1D | Description For use with Reference Unit MRP [`] | Motor Control | Contactor | 2 | 2
T038 | LC1D | LC1D09 and D12 LAD91217 7405 | Motor Control | Contactor | 2 | 3
T039 | LC1D | LC1D80 and D115 (3 P c) | Motor Control | Contactor | 1 | 1
T039 | LC1D | TeSys Deca Model Mechanical Latch Blocks | Motor Control | Contactor | 2 | 2
T039 | LC1D | Type Voltage (V) 24 110 220 415 | Motor Control | Contactor | 4 | 4
T041 | LC1D | Contactors Instantaneous Auxiliary Contacts Time delay Front mounted Front Mounted Type Number of Poles and Size Side mounted 1 contact 2 contact 4 contacts | Motor Control | Contactor | 7 | 19
T042 | LC1D | For Contactor D115/150 | Motor Control | Contactor | 3 | 3
T045 | LC1D | TeSys Ultra motor starters are certiﬁed according to IEC 60947-4-1 for safety applicarions thanks to integrated mirror contact | Motor Control | Contactor | 1 | 1
T055 | LC1D | Thermal Overload Relays - Tesys K Series (Direct Mounting) Electronic Overload Relay - TeSys Deca Series | Motor Control | Contactor | 1 | 1
T057 | LC1D | Thermal Protection Unit MRP Adjustment Range For Use With Reference* [`] | Motor Control | Contactor | 7 | 23
T001 | LC1E | [Ie] Rated Operational Motor Power at 415V, 3Ph, Auxiliary Contacts Unit MRP [`] Frame Current 50Hz Reference | Motor Control | Contactor | 21 | 21
T002 | LC1E | [Ie] Rated Operational Motor Power at 415V, Auxiliary Unit MRP [`] Frame Current 3Ph, 50Hz Contacts Reference | Motor Control | Contactor | 7 | 7
T003 | LC1E | [Ie] Rated Operational Current Motor Power at 415V, 3Ph, Auxiliary Contacts Unit MRP Frame 50Hz Reference [`] | Motor Control | Contactor | 19 | 19
T006 | LC1E | Control Relays - CAE, Conformance to IEC60947-5-1, CE Marking Spare Coil for Contactors | Motor Control | Contactor | 6 | 6
T007 | LC1E | Accessories - For TeSys Contactors | Motor Control | Contactor | 3 | 3
T009 | LC1E | 3 Pole Accessories Compatibility 4 Pole Accessories Compatibility | Motor Control | Contactor | 4 | 5
T009 | LC1E | Description | Motor Control | Contactor | 7 | 7
T019 | LC1K | Motor Power (kW) | Motor Control | Contactor | 8 | 8
T055 | LC1K | *Note: For LR9D01 to LR9D32 - Terminal Block for Clip on Mounting LAD7B205. | Motor Control | Contactor | 1 | 1
T019 | LP1K | Motor Power (kW) | Motor Control | Control Relay | 6 | 6
T055 | LP1K | *Note: For LR9D01 to LR9D32 - Terminal Block for Clip on Mounting LAD7B205. | Motor Control | Control Relay | 1 | 1
| OTHER | Power Contactors LC1E (3 Pole AC Control) | Other | Other | 1 | 1
T001 | OTHER | [Ie] Rated Operational Motor Power at 415V, 3Ph, Auxiliary Contacts Unit MRP [`] Frame Current 50Hz Reference | Other | Other | 1 | 1
T002 | OTHER | [Ie] Rated Operational Motor Power at 415V, Auxiliary Unit MRP [`] Frame Current 3Ph, 50Hz Contacts Reference | Other | Other | 5 | 5
T003 | OTHER | [Ie] Rated Operational Current Motor Power at 415V, 3Ph, Auxiliary Contacts Unit MRP Frame 50Hz Reference [`] | Other | Other | 2 | 2
T004 | OTHER | 40 4NO LC1E18004*IN 2640 2640 2640 2640 | Other | Other | 3 | 3
T005 | OTHER | 40 2NO + 2NC LC1E18008*IN 2655 2655 2655 2655 | Other | Other | 2 | 2
T005 | OTHER | Unit MRP [`] Frame AC-1 Rating Power Reference Poles B7 F7 M5WB N5WB (24V) (110V) (220V) (415V) | Other | Other | 1 | 1
T006 | OTHER | Control Relays - CAE, Conformance to IEC60947-5-1, CE Marking Spare Coil for Contactors | Other | Other | 3 | 3
T007 | OTHER | Accessories - For TeSys Contactors | Other | Other | 5 | 5
T009 | OTHER | Control Relay Accessories Compatibility | Other | Other | 4 | 4
T009 | OTHER | Description | Other | Other | 4 | 4
T010 | OTHER | For details on non standard references, technical parameters, accessories, compatibility, stockable and non stockable status please contact Customer Care | Other | Other | 19 | 19
T011 | OTHER | For details on non standard references, technical parameters, accessories, compatibility, stockable and non stockable status please contact Customer Care | Other | Other | 11 | 11
T012 | OTHER | Accessories for Relay | Other | Other | 6 | 6
T014 | OTHER | Breaking Capacity at 50 Hz 690 V 500 V | Other | Other | 9 | 9
T017 | OTHER | No of Poles AC Control Unit MRP [`] DC Control Unit MRP [`] Reference B7 (24V) F7 (110V) M7 (220V) N7 (415V) Reference (4) BD (24V) FD (110V) MD (220V) | Other | Other | 5 | 5
T018 | OTHER | No of Poles AC Control Unit MRP [`] DC Control Unit MRP [`] Reference B7 (24V) F7 (110V) M7 (220V) N7 (415V) Reference (4) BD (24V) FD (110V) MD (220V) | Other | Other | 3 | 3
T020 | OTHER | Motor Power Auxiliary Contacts AC Control Reference Unit MRP [`] (kW) | Other | Other | 8 | 8
T021 | OTHER | Description | Other | Other | 8 | 8
T022 | OTHER | Description | Other | Other | 2 | 2
T023 | OTHER | On Delay Electronic Timer | Other | Other | 3 | 3
T026 | OTHER | 5NO CAD50* 2125 2125 2125 - CAD50** 3055 3055 3055 | Other | Other | 2 | 2
T033 | OTHER | LA1DX, DY, DZ | Other | Other | 1 | 1
T035 | OTHER | Description | Other | Other | 5 | 5
T036 | OTHER | Description For use with Reference Unit MRP [`] | Other | Other | 5 | 6
T037 | OTHER | Kit Comprising : | Other | Other | 3 | 3
T038 | OTHER | Description For use with Reference Unit MRP [`] | Other | Other | 1 | 1
T038 | OTHER | LC1D09 and D12 LAD91217 7405 | Other | Other | 2 | 2
T039 | OTHER | For details on non standard references, technical parameters, accessories, compatibility, stockable and non stockable status please contact Customer Care | Other | Other | 4 | 4
T039 | OTHER | LC1D80 and D115 (3 P c) | Other | Other | 1 | 1
T039 | OTHER | TeSys Deca Model Mechanical Latch Blocks | Other | Other | 2 | 2
T039 | OTHER | Type Voltage (V) 24 110 220 415 | Other | Other | 3 | 3
T040 | OTHER | Description For use With | Other | Other | 10 | 10
T041 | OTHER | Add On Blocks | Other | Other | 9 | 9
T041 | OTHER | Contactors Instantaneous Auxiliary Contacts Time delay Front mounted Front Mounted Type Number of Poles and Size Side mounted 1 contact 2 contact 4 contacts | Other | Other | 2 | 5
T042 | OTHER | For Contactor D115/150 | Other | Other | 3 | 3
T043 | OTHER | Product Compatibility | Other | Other | 14 | 14
T044 | OTHER | -"%/tt3 GPS IBSTI FOWJSPONFOU 17 7/1 N" | Other | Other | 5 | 5
T045 | OTHER | TeSys Ultra motor starters are certiﬁed according to IEC 60947-4-1 for safety applicarions thanks to integrated mirror contact | Other | Other | 4 | 4
T047 | OTHER | TeSys Giga Power Contactors (3 Pole AC/DC) | Other | Other | 8 | 8
T049 | OTHER | Description | Other | Other | 4 | 8
T050 | OTHER | Description | Other | Other | 4 | 8
T051 | OTHER | Description | Other | Other | 3 | 8
T052 | OTHER | Accessories | Other | Other | 4 | 4
T053 | OTHER | Mechanical interlock between contactors (1) | Other | Other | 7 | 7
T054 | OTHER | (1) Maximum 3 auxiliary contacts can be installed between 2 contactors with mechanical interlock kit. | Other | Other | 8 | 16
T054 | OTHER | GV2P GV3P GV2ME GV4PEM LR2K LR9D LRD LR9F LR9G EOCR TeSys Ultra TeSys T TeSys Island | Other | Other | 3 | 3
T054 | OTHER | TeSys Range of Products GV2P, GV4P GV3P, GV2ME GV4PEM LR2K, LRD, LR9D, LR9F LR9G EOCR | Other | Other | 3 | 3
T055 | OTHER | *Note: For LR9D01 to LR9D32 - Terminal Block for Clip on Mounting LAD7B205. | Other | Other | 11 | 11
T055 | OTHER | Thermal Overload Relays - Tesys K Series (Direct Mounting) Electronic Overload Relay - TeSys Deca Series | Other | Other | 9 | 9
T056 | OTHER | *Note: For LR9D01 to LR9D32 - Terminal Block for Clip on Mounting LAD7B205. | Other | Other | 3 | 3
T057 | OTHER | Thermal Protection Unit MRP Adjustment Range For Use With Reference* [`] | Other | Other | 27 | 27
T058 | OTHER | Digital EOCR Without Communication Current Range=0.5A-80A Control Voltage=100VAC-220VAC* Description Display Bottom Hole Window Hole | Other | Other | 8 | 8
T062 | OTHER | ZCT - Ground Fault Protection | Other | Other | 3 | 3
T063 | OTHER | External CT for range extension up to 400A | Other | Other | 1 | 1
T068 | OTHER | GVAE20 1840 | Other | Other | 1 | 1
T069 | OTHER | Additive limiter for increasing breaking GV1L3 7715 capacity to100kA for GV2ME and GV2P. | Other | Other | 2 | 2
T073 | OTHER | t Suitable for Front Mounting or Base Mounting | Other | Other | 2 | 2
T074 | OTHER | 50 3P 22 kW VCF3GE 11870 | Other | Other | 5 | 6
T075 | OTHER | Description For Use with Rating in A Pole Earth Contact Auxiliary Reference Unit MRP | Other | Other | 12 | 16
T076 | OTHER | Description | Other | Other | 11 | 14
T076 | OTHER | Side contacts 2NO LUA8E20 | Other | Other | 3 | 3
T076 | OTHER | TeSys T Expansion Module1, 2 Operator Control Display | Other | Other | 2 | 2

## L2_STAGING_PRICES
Make | OEM_Series_Range | SeriesBucket | OEM_Catalog_No | Rate | Currency | Region | EffectiveFrom | PriceListRef | SourceRow | TableId | HeadingContext
Schneider | Analog ECOR with Display | EOCR | EOCRSS-05S | 7705 | INR | INDIA | 2025-07-15 | Schneider Switching & Controlling Pricelist WEF 15th Jul 25 | 1048 | T064 | Analog ECOR with Display
Schneider | Analog ECOR with Display | EOCR | EOCRSS-05W | 6310 | INR | INDIA | 2025-07-15 | Schneider Switching & Controlling Pricelist WEF 15th Jul 25 | 1049 | T064 | Analog ECOR with Display
Schneider | Analog ECOR with Display | EOCR | EOCRSS-30S | 7705 | INR | INDIA | 2025-07-15 | Schneider Switching & Controlling Pricelist WEF 15th Jul 25 | 1050 | T064 | Analog ECOR with Display
Schneider | Analog ECOR with Display | EOCR | EOCRSS-30W | 6310 | INR | INDIA | 2025-07-15 | Schneider Switching & Controlling Pricelist WEF 15th Jul 25 | 1051 | T064 | Analog ECOR with Display
Schneider | Analog ECOR with Display | EOCR | EOCRSS-60S | 7705 | INR | INDIA | 2025-07-15 | Schneider Switching & Controlling Pricelist WEF 15th Jul 25 | 1052 | T064 | Analog ECOR with Display
Schneider | Analog ECOR with Display | EOCR | EOCRSS-60W | 6310 | INR | INDIA | 2025-07-15 | Schneider Switching & Controlling Pricelist WEF 15th Jul 25 | 1053 | T064 | Analog ECOR with Display
Schneider | Analog ECOR with Display | EOCR | EOCRSSD-05S | 11525 | INR | INDIA | 2025-07-15 | Schneider Switching & Controlling Pricelist WEF 15th Jul 25 | 1048 | T064 | Analog ECOR with Display
Schneider | Analog ECOR with Display | EOCR | EOCRSSD-05W | 14195 | INR | INDIA | 2025-07-15 | Schneider Switching & Controlling Pricelist WEF 15th Jul 25 | 1049 | T064 | Analog ECOR with Display
Schneider | Analog ECOR with Display | EOCR | EOCRSSD-30S | 11525 | INR | INDIA | 2025-07-15 | Schneider Switching & Controlling Pricelist WEF 15th Jul 25 | 1050 | T064 | Analog ECOR with Display
Schneider | Analog ECOR with Display | EOCR | EOCRSSD-30W | 12300 | INR | INDIA | 2025-07-15 | Schneider Switching & Controlling Pricelist WEF 15th Jul 25 | 1051 | T064 | Analog ECOR with Display
Schneider | Analog ECOR with Display | EOCR | EOCRSSD-60S | 11525 | INR | INDIA | 2025-07-15 | Schneider Switching & Controlling Pricelist WEF 15th Jul 25 | 1052 | T064 | Analog ECOR with Display
Schneider | Analog ECOR with Display | EOCR | EOCRSSD-60W | 12300 | INR | INDIA | 2025-07-15 | Schneider Switching & Controlling Pricelist WEF 15th Jul 25 | 1053 | T064 | Analog ECOR with Display
Schneider | Description For use with Reference Unit MRP [`] | GV | GV1G09 | 2700 | INR | INDIA | 2025-07-15 | Schneider Switching & Controlling Pricelist WEF 15th Jul 25 | 579 | T034 | Description For use with Reference Unit MRP [`]
Schneider | GV2MC02 4915 | GV | GV1G09 | 2700 | INR | INDIA | 2025-07-15 | Schneider Switching & Controlling Pricelist WEF 15th Jul 25 | 1178 | T071 | GV2MC02 4915
Schneider | GV2MC02 4915 | GV | GV1G10 | 910 | INR | INDIA | 2025-07-15 | Schneider Switching & Controlling Pricelist WEF 15th Jul 25 | 1177 | T071 | GV2MC02 4915
Schneider | GV2MC02 4915 | GV | GV2G05 | 5170 | INR | INDIA | 2025-07-15 | Schneider Switching & Controlling Pricelist WEF 15th Jul 25 | 1176 | T071 | GV2MC02 4915
Schneider | Description For use with Reference Unit MRP [`] | GV | GV2G245 | 2635 | INR | INDIA | 2025-07-15 | Schneider Switching & Controlling Pricelist WEF 15th Jul 25 | 580 | T034 | Description For use with Reference Unit MRP [`]
Schneider | GV2MC02 4915 | GV | GV2G245 | 2635 | INR | INDIA | 2025-07-15 | Schneider Switching & Controlling Pricelist WEF 15th Jul 25 | 1167 | T070 | GV2MC02 4915
Schneider | GV2MC02 4915 | GV | GV2G254 | 2395 | INR | INDIA | 2025-07-15 | Schneider Switching & Controlling Pricelist WEF 15th Jul 25 | 1169 | T070 | GV2MC02 4915
Schneider | GV2MC02 4915 | GV | GV2G354 | 2685 | INR | INDIA | 2025-07-15 | Schneider Switching & Controlling Pricelist WEF 15th Jul 25 | 1170 | T070 | GV2MC02 4915
Schneider | Description For use with Reference Unit MRP [`] | GV | GV2G445 | 4145 | INR | INDIA | 2025-07-15 | Schneider Switching & Controlling Pricelist WEF 15th Jul 25 | 581 | T034 | Description For use with Reference Unit MRP [`]
Schneider | GV2MC02 4915 | GV | GV2G445 | 4145 | INR | INDIA | 2025-07-15 | Schneider Switching & Controlling Pricelist WEF 15th Jul 25 | 1168 | T070 | GV2MC02 4915
Schneider | GV2MC02 4915 | GV | GV2G454 | 3365 | INR | INDIA | 2025-07-15 | Schneider Switching & Controlling Pricelist WEF 15th Jul 25 | 1171 | T070 | GV2MC02 4915
Schneider | GV2MC02 4915 | GV | GV2G472 | 4125 | INR | INDIA | 2025-07-15 | Schneider Switching & Controlling Pricelist WEF 15th Jul 25 | 1173 | T070 | GV2MC02 4915
Schneider | GV2MC02 4915 | GV | GV2G554 | 3645 | INR | INDIA | 2025-07-15 | Schneider Switching & Controlling Pricelist WEF 15th Jul 25 | 1172 | T070 | GV2MC02 4915
Schneider | 25 GV2LE22 7045 | GV | GV2L03 | 6960 | INR | INDIA | 2025-07-15 | Schneider Switching & Controlling Pricelist WEF 15th Jul 25 | 1091 | T065 | 25 GV2LE22 7045
Schneider | 25 GV2LE22 7045 | GV | GV2L04 | 6960 | INR | INDIA | 2025-07-15 | Schneider Switching & Controlling Pricelist WEF 15th Jul 25 | 1092 | T065 | 25 GV2LE22 7045
Schneider | 25 GV2LE22 7045 | GV | GV2L05 | 6960 | INR | INDIA | 2025-07-15 | Schneider Switching & Controlling Pricelist WEF 15th Jul 25 | 1093 | T065 | 25 GV2LE22 7045
Schneider | 25 GV2LE22 7045 | GV | GV2L06 | 6960 | INR | INDIA | 2025-07-15 | Schneider Switching & Controlling Pricelist WEF 15th Jul 25 | 1094 | T065 | 25 GV2LE22 7045
Schneider | 25 GV2LE22 7045 | GV | GV2L07 | 69606960 | INR | INDIA | 2025-07-15 | Schneider Switching & Controlling Pricelist WEF 15th Jul 25 | 1100 | T065 | 25 GV2LE22 7045
Schneider | 25 GV2LE22 7045 | GV | GV2L08 | 69606960 | INR | INDIA | 2025-07-15 | Schneider Switching & Controlling Pricelist WEF 15th Jul 25 | 1100 | T065 | 25 GV2LE22 7045
Schneider | 25 GV2LE22 7045 | GV | GV2L10 | 6960 | INR | INDIA | 2025-07-15 | Schneider Switching & Controlling Pricelist WEF 15th Jul 25 | 1101 | T065 | 25 GV2LE22 7045
Schneider | 25 GV2LE22 7045 | GV | GV2L14 | 6960 | INR | INDIA | 2025-07-15 | Schneider Switching & Controlling Pricelist WEF 15th Jul 25 | 1102 | T065 | 25 GV2LE22 7045
Schneider | 25 GV2LE22 7045 | GV | GV2L16 | 6960 | INR | INDIA | 2025-07-15 | Schneider Switching & Controlling Pricelist WEF 15th Jul 25 | 1103 | T065 | 25 GV2LE22 7045
Schneider | 25 GV2LE22 7045 | GV | GV2L20 | 6960 | INR | INDIA | 2025-07-15 | Schneider Switching & Controlling Pricelist WEF 15th Jul 25 | 1104 | T065 | 25 GV2LE22 7045
Schneider | Thermal Protection Unit MRP Adjustment Range For Use With Reference* [`] | GV | GV2L22 | 220 | INR | INDIA | 2025-07-15 | Schneider Switching & Controlling Pricelist WEF 15th Jul 25 | 965 | T057 | Thermal Protection Unit MRP Adjustment Range For Use With Reference* [`]
Schneider | 25 GV2LE22 7045 | GV | GV2L22 | 6960 | INR | INDIA | 2025-07-15 | Schneider Switching & Controlling Pricelist WEF 15th Jul 25 | 1105 | T065 | 25 GV2LE22 7045
Schneider | 25 GV2LE22 7045 | GV | GV2L32 | 6960 | INR | INDIA | 2025-07-15 | Schneider Switching & Controlling Pricelist WEF 15th Jul 25 | 1106 | T065 | 25 GV2LE22 7045
Schneider | Magnetic Circuit Breaker Thermal Magnetic Circuit Breaker | GV | GV2LE03 | 6065 | INR | INDIA | 2025-07-15 | Schneider Switching & Controlling Pricelist WEF 15th Jul 25 | 1069 | T065 | Magnetic Circuit Breaker Thermal Magnetic Circuit Breaker
Schneider | Magnetic Circuit Breaker Thermal Magnetic Circuit Breaker | GV | GV2LE04 | 6065 | INR | INDIA | 2025-07-15 | Schneider Switching & Controlling Pricelist WEF 15th Jul 25 | 1070 | T065 | Magnetic Circuit Breaker Thermal Magnetic Circuit Breaker
Schneider | Magnetic Circuit Breaker Thermal Magnetic Circuit Breaker | GV | GV2LE06 | 1001003100 | INR | INDIA | 2025-07-15 | Schneider Switching & Controlling Pricelist WEF 15th Jul 25 | 1071 | T065 | Magnetic Circuit Breaker Thermal Magnetic Circuit Breaker
Schneider | Magnetic Circuit Breaker Thermal Magnetic Circuit Breaker | GV | GV2LE08 | 1001003100 | INR | INDIA | 2025-07-15 | Schneider Switching & Controlling Pricelist WEF 15th Jul 25 | 1071 | T065 | Magnetic Circuit Breaker Thermal Magnetic Circuit Breaker
Schneider | 2.5 GV2LE07 6065 | GV | GV2LE14 | 3 | INR | INDIA | 2025-07-15 | Schneider Switching & Controlling Pricelist WEF 15th Jul 25 | 1087 | T065 | 2.5 GV2LE07 6065
Schneider | 2.5 GV2LE07 6065 | GV | GV2LE20 | 3 | INR | INDIA | 2025-07-15 | Schneider Switching & Controlling Pricelist WEF 15th Jul 25 | 1087 | T065 | 2.5 GV2LE07 6065
Schneider | 25 GV2LE22 7045 | GV | GV2LE32 | 3634 | INR | INDIA | 2025-07-15 | Schneider Switching & Controlling Pricelist WEF 15th Jul 25 | 1090 | T065 | 25 GV2LE22 7045
Schneider | TeSys Range of Products GV2P, GV4P GV3P, GV2ME GV4PEM LR2K, LRD, LR9D, LR9F LR9G EOCR | GV | GV2ME | 4 | INR | INDIA | 2025-07-15 | Schneider Switching & Controlling Pricelist WEF 15th Jul 25 | 892 | T054 | TeSys Range of Products GV2P, GV4P GV3P, GV2ME GV4PEM LR2K, LRD, LR9D, LR9F LR9G EOCR
Schneider | GV2P GV3P GV2ME GV4PEM LR2K LR9D LRD LR9F LR9G EOCR TeSys Ultra TeSys T TeSys Island | GV | GV2ME | 4 | INR | INDIA | 2025-07-15 | Schneider Switching & Controlling Pricelist WEF 15th Jul 25 | 893 | T054 | GV2P GV3P GV2ME GV4PEM LR2K LR9D LRD LR9F LR9G EOCR TeSys Ultra TeSys T TeSys Island
Schneider | Connection block - LS1 D32 or GV2 with Contactor LC1-K or LP1-K GV2AF01 1015 | GV | GV2ME | 2024475 | INR | INDIA | 2025-07-15 | Schneider Switching & Controlling Pricelist WEF 15th Jul 25 | 1162 | T069 | Connection block - LS1 D32 or GV2 with Contactor LC1-K or LP1-K GV2AF01 1015
Schneider | Magnetic Circuit Breaker Thermal Magnetic Circuit Breaker | GV | GV2ME01 | 6295 | INR | INDIA | 2025-07-15 | Schneider Switching & Controlling Pricelist WEF 15th Jul 25 | 1069 | T065 | Magnetic Circuit Breaker Thermal Magnetic Circuit Breaker
Schneider | Magnetic Circuit Breaker Thermal Magnetic Circuit Breaker | GV | GV2ME02 | 6295 | INR | INDIA | 2025-07-15 | Schneider Switching & Controlling Pricelist WEF 15th Jul 25 | 1070 | T065 | Magnetic Circuit Breaker Thermal Magnetic Circuit Breaker
Schneider | Magnetic Circuit Breaker Thermal Magnetic Circuit Breaker | GV | GV2ME03 | 6295 | INR | INDIA | 2025-07-15 | Schneider Switching & Controlling Pricelist WEF 15th Jul 25 | 1072 | T065 | Magnetic Circuit Breaker Thermal Magnetic Circuit Breaker
Schneider | Magnetic Circuit Breaker Thermal Magnetic Circuit Breaker | GV | GV2ME04 | 6705 | INR | INDIA | 2025-07-15 | Schneider Switching & Controlling Pricelist WEF 15th Jul 25 | 1073 | T065 | Magnetic Circuit Breaker Thermal Magnetic Circuit Breaker
Schneider | Magnetic Circuit Breaker Thermal Magnetic Circuit Breaker | GV | GV2ME05 | 6705 | INR | INDIA | 2025-07-15 | Schneider Switching & Controlling Pricelist WEF 15th Jul 25 | 1074 | T065 | Magnetic Circuit Breaker Thermal Magnetic Circuit Breaker
Schneider | Magnetic Circuit Breaker Thermal Magnetic Circuit Breaker | GV | GV2ME06 | 6850 | INR | INDIA | 2025-07-15 | Schneider Switching & Controlling Pricelist WEF 15th Jul 25 | 1075 | T065 | Magnetic Circuit Breaker Thermal Magnetic Circuit Breaker
Schneider | Magnetic Circuit Breaker Thermal Magnetic Circuit Breaker | GV | GV2ME07 | 6850 | INR | INDIA | 2025-07-15 | Schneider Switching & Controlling Pricelist WEF 15th Jul 25 | 1076 | T065 | Magnetic Circuit Breaker Thermal Magnetic Circuit Breaker
Schneider | Magnetic Circuit Breaker Thermal Magnetic Circuit Breaker | GV | GV2ME08 | 7090 | INR | INDIA | 2025-07-15 | Schneider Switching & Controlling Pricelist WEF 15th Jul 25 | 1077 | T065 | Magnetic Circuit Breaker Thermal Magnetic Circuit Breaker
Schneider | Magnetic Circuit Breaker Thermal Magnetic Circuit Breaker | GV | GV2ME14 | 7090 | INR | INDIA | 2025-07-15 | Schneider Switching & Controlling Pricelist WEF 15th Jul 25 | 1079 | T065 | Magnetic Circuit Breaker Thermal Magnetic Circuit Breaker
Schneider | Magnetic Circuit Breaker Thermal Magnetic Circuit Breaker | GV | GV2ME16 | 7940 | INR | INDIA | 2025-07-15 | Schneider Switching & Controlling Pricelist WEF 15th Jul 25 | 1080 | T065 | Magnetic Circuit Breaker Thermal Magnetic Circuit Breaker
Schneider | Magnetic Circuit Breaker Thermal Magnetic Circuit Breaker | GV | GV2ME20 | 8550 | INR | INDIA | 2025-07-15 | Schneider Switching & Controlling Pricelist WEF 15th Jul 25 | 1081 | T065 | Magnetic Circuit Breaker Thermal Magnetic Circuit Breaker
Schneider | Magnetic Circuit Breaker Thermal Magnetic Circuit Breaker | GV | GV2ME21 | 9130 | INR | INDIA | 2025-07-15 | Schneider Switching & Controlling Pricelist WEF 15th Jul 25 | 1082 | T065 | Magnetic Circuit Breaker Thermal Magnetic Circuit Breaker
Schneider | Magnetic Circuit Breaker Thermal Magnetic Circuit Breaker | GV | GV2ME22 | 9130 | INR | INDIA | 2025-07-15 | Schneider Switching & Controlling Pricelist WEF 15th Jul 25 | 1083 | T065 | Magnetic Circuit Breaker Thermal Magnetic Circuit Breaker
Schneider | 25 GV2LE22 7045 | GV | GV2ME32 | 14785 | INR | INDIA | 2025-07-15 | Schneider Switching & Controlling Pricelist WEF 15th Jul 25 | 1091 | T065 | 25 GV2LE22 7045
Schneider | TeSys Range of Products GV2P, GV4P GV3P, GV2ME GV4PEM LR2K, LRD, LR9D, LR9F LR9G EOCR | GV | GV2P | 4 | INR | INDIA | 2025-07-15 | Schneider Switching & Controlling Pricelist WEF 15th Jul 25 | 892 | T054 | TeSys Range of Products GV2P, GV4P GV3P, GV2ME GV4PEM LR2K, LRD, LR9D, LR9F LR9G EOCR
Schneider | GV2P GV3P GV2ME GV4PEM LR2K LR9D LRD LR9F LR9G EOCR TeSys Ultra TeSys T TeSys Island | GV | GV2P | 4 | INR | INDIA | 2025-07-15 | Schneider Switching & Controlling Pricelist WEF 15th Jul 25 | 893 | T054 | GV2P GV3P GV2ME GV4PEM LR2K LR9D LRD LR9F LR9G EOCR TeSys Ultra TeSys T TeSys Island
Schneider | 25 GV2LE22 7045 | GV | GV2P01 | 6160 | INR | INDIA | 2025-07-15 | Schneider Switching & Controlling Pricelist WEF 15th Jul 25 | 1093 | T065 | 25 GV2LE22 7045
Schneider | 25 GV2LE22 7045 | GV | GV2P02 | 6160 | INR | INDIA | 2025-07-15 | Schneider Switching & Controlling Pricelist WEF 15th Jul 25 | 1094 | T065 | 25 GV2LE22 7045
Schneider | 25 GV2LE22 7045 | GV | GV2P03 | 6160 | INR | INDIA | 2025-07-15 | Schneider Switching & Controlling Pricelist WEF 15th Jul 25 | 1095 | T065 | 25 GV2LE22 7045
Schneider | 25 GV2LE22 7045 | GV | GV2P04 | 7060 | INR | INDIA | 2025-07-15 | Schneider Switching & Controlling Pricelist WEF 15th Jul 25 | 1096 | T065 | 25 GV2LE22 7045
Schneider | 25 GV2LE22 7045 | GV | GV2P05 | 7060 | INR | INDIA | 2025-07-15 | Schneider Switching & Controlling Pricelist WEF 15th Jul 25 | 1097 | T065 | 25 GV2LE22 7045
Schneider | 25 GV2LE22 7045 | GV | GV2P06 | 7060 | INR | INDIA | 2025-07-15 | Schneider Switching & Controlling Pricelist WEF 15th Jul 25 | 1098 | T065 | 25 GV2LE22 7045
Schneider | 25 GV2LE22 7045 | GV | GV2P07 | 7060 | INR | INDIA | 2025-07-15 | Schneider Switching & Controlling Pricelist WEF 15th Jul 25 | 1099 | T065 | 25 GV2LE22 7045
Schneider | 8 kA 100 kA | GV | GV2P08 | 7280 | INR | INDIA | 2025-07-15 | Schneider Switching & Controlling Pricelist WEF 15th Jul 25 | 1110 | T065 | 8 kA 100 kA
Schneider | 8 kA 100 kA | GV | GV2P14 | 7770 | INR | INDIA | 2025-07-15 | Schneider Switching & Controlling Pricelist WEF 15th Jul 25 | 1112 | T065 | 8 kA 100 kA
Schneider | 8 kA 100 kA | GV | GV2P20 | 11010 | INR | INDIA | 2025-07-15 | Schneider Switching & Controlling Pricelist WEF 15th Jul 25 | 1114 | T065 | 8 kA 100 kA
Schneider | 17 - 23 GV2P21 0 11010 | GV | GV2P22 | 11010 | INR | INDIA | 2025-07-15 | Schneider Switching & Controlling Pricelist WEF 15th Jul 25 | 1117 | T065 | 17 - 23 GV2P21 0 11010
Schneider | 17 - 23 GV2P21 0 11010 | GV | GV2P32 | 18560 | INR | INDIA | 2025-07-15 | Schneider Switching & Controlling Pricelist WEF 15th Jul 25 | 1118 | T065 | 17 - 23 GV2P21 0 11010
Schneider | GVAE20 1840 | GV | GV3APN01 | 5720 | INR | INDIA | 2025-07-15 | Schneider Switching & Controlling Pricelist WEF 15th Jul 25 | 1148 | T068 | GVAE20 1840
Schneider | Description For use with Reference Unit MRP [`] | GV | GV3G264 | 4735 | INR | INDIA | 2025-07-15 | Schneider Switching & Controlling Pricelist WEF 15th Jul 25 | 582 | T034 | Description For use with Reference Unit MRP [`]
Schneider | Description For use with Reference Unit MRP [`] | GV | GV3G364 | 2530 | INR | INDIA | 2025-07-15 | Schneider Switching & Controlling Pricelist WEF 15th Jul 25 | 583 | T034 | Description For use with Reference Unit MRP [`]
Schneider | GVAE20 1840 | GV | GV3G364 | 2530 | INR | INDIA | 2025-07-15 | Schneider Switching & Controlling Pricelist WEF 15th Jul 25 | 1145 | T068 | GVAE20 1840
Schneider | Description For use with Reference Unit MRP [`] | GV | GV3L | 22451093 | INR | INDIA | 2025-07-15 | Schneider Switching & Controlling Pricelist WEF 15th Jul 25 | 578 | T034 | Description For use with Reference Unit MRP [`]
Schneider | 25 GV2LE22 7045 | GV | GV3L40 | 19725 | INR | INDIA | 2025-07-15 | Schneider Switching & Controlling Pricelist WEF 15th Jul 25 | 1107 | T065 | 25 GV2LE22 7045
Schneider | 17 - 23 GV2P21 0 11010 | GV | GV3L65 | 20630 | INR | INDIA | 2025-07-15 | Schneider Switching & Controlling Pricelist WEF 15th Jul 25 | 1117 | T065 | 17 - 23 GV2P21 0 11010
Schneider | 17 - 23 GV2P21 0 11010 | GV | GV3L73 | 23325 | INR | INDIA | 2025-07-15 | Schneider Switching & Controlling Pricelist WEF 15th Jul 25 | 1118 | T065 | 17 - 23 GV2P21 0 11010
Schneider | Description For use with Reference Unit MRP [`] | GV | GV3P | 22451093 | INR | INDIA | 2025-07-15 | Schneider Switching & Controlling Pricelist WEF 15th Jul 25 | 578 | T034 | Description For use with Reference Unit MRP [`]
Schneider | TeSys Range of Products GV2P, GV4P GV3P, GV2ME GV4PEM LR2K, LRD, LR9D, LR9F LR9G EOCR | GV | GV3P | 4 | INR | INDIA | 2025-07-15 | Schneider Switching & Controlling Pricelist WEF 15th Jul 25 | 892 | T054 | TeSys Range of Products GV2P, GV4P GV3P, GV2ME GV4PEM LR2K, LRD, LR9D, LR9F LR9G EOCR
Schneider | GV2P GV3P GV2ME GV4PEM LR2K LR9D LRD LR9F LR9G EOCR TeSys Ultra TeSys T TeSys Island | GV | GV3P | 4 | INR | INDIA | 2025-07-15 | Schneider Switching & Controlling Pricelist WEF 15th Jul 25 | 893 | T054 | GV2P GV3P GV2ME GV4PEM LR2K LR9D LRD LR9F LR9G EOCR TeSys Ultra TeSys T TeSys Island
Schneider | With Rotary Handle Control | GV | GV3P40 | 21895 | INR | INDIA | 2025-07-15 | Schneider Switching & Controlling Pricelist WEF 15th Jul 25 | 1120 | T065 | With Rotary Handle Control
Schneider | With Rotary Handle Control | GV | GV3P50 | 27145 | INR | INDIA | 2025-07-15 | Schneider Switching & Controlling Pricelist WEF 15th Jul 25 | 1121 | T065 | With Rotary Handle Control
Schneider | GVAE20 1840 | GV | GV3S | 1895 | INR | INDIA | 2025-07-15 | Schneider Switching & Controlling Pricelist WEF 15th Jul 25 | 1146 | T068 | GVAE20 1840
Schneider | TeSys Range of Products GV2P, GV4P GV3P, GV2ME GV4PEM LR2K, LRD, LR9D, LR9F LR9G EOCR | GV | GV4P | 4 | INR | INDIA | 2025-07-15 | Schneider Switching & Controlling Pricelist WEF 15th Jul 25 | 892 | T054 | TeSys Range of Products GV2P, GV4P GV3P, GV2ME GV4PEM LR2K, LRD, LR9D, LR9F LR9G EOCR
Schneider | TeSys Range of Products GV2P, GV4P GV3P, GV2ME GV4PEM LR2K, LRD, LR9D, LR9F LR9G EOCR | GV | GV4PEM | 299 | INR | INDIA | 2025-07-15 | Schneider Switching & Controlling Pricelist WEF 15th Jul 25 | 892 | T054 | TeSys Range of Products GV2P, GV4P GV3P, GV2ME GV4PEM LR2K, LRD, LR9D, LR9F LR9G EOCR
Schneider | GV2P GV3P GV2ME GV4PEM LR2K LR9D LRD LR9F LR9G EOCR TeSys Ultra TeSys T TeSys Island | GV | GV4PEM | 299 | INR | INDIA | 2025-07-15 | Schneider Switching & Controlling Pricelist WEF 15th Jul 25 | 893 | T054 | GV2P GV3P GV2ME GV4PEM LR2K LR9D LRD LR9F LR9G EOCR TeSys Ultra TeSys T TeSys Island
Schneider | 62…73 GV3P73 28455 | GV | GV6P320H | 77815 | INR | INDIA | 2025-07-15 | Schneider Switching & Controlling Pricelist WEF 15th Jul 25 | 1127 | T066 | 62…73 GV3P73 28455
Schneider | 62…73 GV3P73 28455 | GV | GV6P500H | 107210 | INR | INDIA | 2025-07-15 | Schneider Switching & Controlling Pricelist WEF 15th Jul 25 | 1128 | T066 | 62…73 GV3P73 28455
Schneider | Additive limiter for increasing breaking GV1L3 7715 capacity to100kA for GV2ME and GV2P. | GV | GV7AC01 | 4265 | INR | INDIA | 2025-07-15 | Schneider Switching & Controlling Pricelist WEF 15th Jul 25 | 1159 | T069 | Additive limiter for increasing breaking GV1L3 7715 capacity to100kA for GV2ME and GV2P.
Schneider | Additive limiter for increasing breaking GV1L3 7715 capacity to100kA for GV2ME and GV2P. | GV | GV7AC021 | 1655 | INR | INDIA | 2025-07-15 | Schneider Switching & Controlling Pricelist WEF 15th Jul 25 | 1156 | T069 | Additive limiter for increasing breaking GV1L3 7715 capacity to100kA for GV2ME and GV2P.
Schneider | Additive limiter for increasing breaking GV1L3 7715 capacity to100kA for GV2ME and GV2P. | GV | GV7AC022 | 2280 | INR | INDIA | 2025-07-15 | Schneider Switching & Controlling Pricelist WEF 15th Jul 25 | 1157 | T069 | Additive limiter for increasing breaking GV1L3 7715 capacity to100kA for GV2ME and GV2P.
Schneider | Additive limiter for increasing breaking GV1L3 7715 capacity to100kA for GV2ME and GV2P. | GV | GV7AP | 701 | INR | INDIA | 2025-07-15 | Schneider Switching & Controlling Pricelist WEF 15th Jul 25 | 1158 | T069 | Additive limiter for increasing breaking GV1L3 7715 capacity to100kA for GV2ME and GV2P.
Schneider | Additive limiter for increasing breaking GV1L3 7715 capacity to100kA for GV2ME and GV2P. | GV | GV7AP01 | 11995 | INR | INDIA | 2025-07-15 | Schneider Switching & Controlling Pricelist WEF 15th Jul 25 | 1158 | T069 | Additive limiter for increasing breaking GV1L3 7715 capacity to100kA for GV2ME and GV2P.
Schneider | Additive limiter for increasing breaking GV1L3 7715 capacity to100kA for GV2ME and GV2P. | GV | GV7R | 701 | INR | INDIA | 2025-07-15 | Schneider Switching & Controlling Pricelist WEF 15th Jul 25 | 1158 | T069 | Additive limiter for increasing breaking GV1L3 7715 capacity to100kA for GV2ME and GV2P.
Schneider | GVAE20 1840 | GV | GVAD1001 | 2620 | INR | INDIA | 2025-07-15 | Schneider Switching & Controlling Pricelist WEF 15th Jul 25 | 1144 | T068 | GVAE20 1840
Schneider | GVAE20 1840 | GV | GVAD1010 | 2620 | INR | INDIA | 2025-07-15 | Schneider Switching & Controlling Pricelist WEF 15th Jul 25 | 1143 | T068 | GVAE20 1840
Schneider | External operator - IP54, Black GV2APN01 0 4745 | GV | GVAE11 | 54202883533 | INR | INDIA | 2025-07-15 | Schneider Switching & Controlling Pricelist WEF 15th Jul 25 | 1140 | T068 | External operator - IP54, Black GV2APN01 0 4745
Schneider | GVAE20 1840 | GV | GVAED011 | 1730 | INR | INDIA | 2025-07-15 | Schneider Switching & Controlling Pricelist WEF 15th Jul 25 | 1142 | T068 | GVAE20 1840
Schneider | GVAE20 1840 | GV | GVAED101 | 1900 | INR | INDIA | 2025-07-15 | Schneider Switching & Controlling Pricelist WEF 15th Jul 25 | 1143 | T068 | GVAE20 1840
Schneider | GVAE20 1840 | GV | GVAM11 | 2505 | INR | INDIA | 2025-07-15 | Schneider Switching & Controlling Pricelist WEF 15th Jul 25 | 1145 | T068 | GVAE20 1840
Schneider | External operator - IP54, Black GV2APN01 0 4745 | GV | GVAN11 | 54202883533 | INR | INDIA | 2025-07-15 | Schneider Switching & Controlling Pricelist WEF 15th Jul 25 | 1140 | T068 | External operator - IP54, Black GV2APN01 0 4745
Schneider | GVAE20 1840 | GV | GVAN20 | 2010 | INR | INDIA | 2025-07-15 | Schneider Switching & Controlling Pricelist WEF 15th Jul 25 | 1142 | T068 | GVAE20 1840
Schneider | Under voltage trip | GV | GVAS115 | 4785 | INR | INDIA | 2025-07-15 | Schneider Switching & Controlling Pricelist WEF 15th Jul 25 | 1150 | T068 | Under voltage trip
Schneider | Under voltage trip | GV | GVAS225 | 4785 | INR | INDIA | 2025-07-15 | Schneider Switching & Controlling Pricelist WEF 15th Jul 25 | 1151 | T068 | Under voltage trip
Schneider | Under voltage trip | GV | GVAS385 | 4785 | INR | INDIA | 2025-07-15 | Schneider Switching & Controlling Pricelist WEF 15th Jul 25 | 1152 | T068 | Under voltage trip
Schneider | GVAE20 1840 | GV | GVAU115 | 5320 | INR | INDIA | 2025-07-15 | Schneider Switching & Controlling Pricelist WEF 15th Jul 25 | 1146 | T068 | GVAE20 1840
Schneider | GVAE20 1840 | GV | GVAU225 | 4785 | INR | INDIA | 2025-07-15 | Schneider Switching & Controlling Pricelist WEF 15th Jul 25 | 1147 | T068 | GVAE20 1840
Schneider | GVAE20 1840 | GV | GVAU385 | 4785 | INR | INDIA | 2025-07-15 | Schneider Switching & Controlling Pricelist WEF 15th Jul 25 | 1148 | T068 | GVAE20 1840
Schneider | Power Contactors - Deca Model (3 Pole AC & DC Control) • Conformance to IEC, UL, CSA • Available with AC (50/60Hz Dual frequency), DC & DC low consumption coil options • High Operating ambient temperature, no derating upto 60 Deg C • Inbuilt 1NO + 1N | LC1D | LC1D09 | 2135 | INR | INDIA | 2025-07-15 | Schneider Switching & Controlling Pricelist WEF 15th Jul 25 | 421 | T027 | Power Contactors - Deca Model (3 Pole AC & DC Control) • Conformance to IEC, UL, CSA • Available with AC (50/60Hz Dual frequency), DC & DC low consumption coil options • High Operating ambient temperature, no derating upto 60 Deg C • Inbuilt 1NO + 1N
Schneider | For details on non standard references, technical parameters, accessories, compatibility, stockable and non stockable status please contact Customer Care | LC1D | LC1D09 | 3420 | INR | INDIA | 2025-07-15 | Schneider Switching & Controlling Pricelist WEF 15th Jul 25 | 441 | T028 | For details on non standard references, technical parameters, accessories, compatibility, stockable and non stockable status please contact Customer Care
Schneider | TeSys Deca Power Contactors (3 Pole DC Low Consumption) Now available upto 80A with the TeSys Deca Advanced Low Consumption offer | LC1D | LC1D09 | 3720 | INR | INDIA | 2025-07-15 | Schneider Switching & Controlling Pricelist WEF 15th Jul 25 | 458 | T029 | TeSys Deca Power Contactors (3 Pole DC Low Consumption) Now available upto 80A with the TeSys Deca Advanced Low Consumption offer
Schneider | Description For use with Reference Unit MRP [`] | LC1D | LC1D09 | 2245 | INR | INDIA | 2025-07-15 | Schneider Switching & Controlling Pricelist WEF 15th Jul 25 | 580 | T034 | Description For use with Reference Unit MRP [`]
Schneider | Description For use with Reference Unit MRP [`] | LC1D | LC1D09 | 2445 | INR | INDIA | 2025-07-15 | Schneider Switching & Controlling Pricelist WEF 15th Jul 25 | 581 | T034 | Description For use with Reference Unit MRP [`]
Schneider | Description | LC1D | LC1D09 | 92 | INR | INDIA | 2025-07-15 | Schneider Switching & Controlling Pricelist WEF 15th Jul 25 | 587 | T035 | Description
Schneider | Description For use with Reference Unit MRP [`] | LC1D | LC1D09 | 95 | INR | INDIA | 2025-07-15 | Schneider Switching & Controlling Pricelist WEF 15th Jul 25 | 593 | T036 | Description For use with Reference Unit MRP [`]
Schneider | Description For use with Reference Unit MRP [`] | LC1D | LC1D09 | 96 | INR | INDIA | 2025-07-15 | Schneider Switching & Controlling Pricelist WEF 15th Jul 25 | 594 | T036 | Description For use with Reference Unit MRP [`]
Schneider | Kit Comprising : | LC1D | LC1D09 | 91 | INR | INDIA | 2025-07-15 | Schneider Switching & Controlling Pricelist WEF 15th Jul 25 | 603 | T037 | Kit Comprising :
Schneider | Kit Comprising : | LC1D | LC1D09 | 91 | INR | INDIA | 2025-07-15 | Schneider Switching & Controlling Pricelist WEF 15th Jul 25 | 605 | T037 | Kit Comprising :
Schneider | Description For use with Reference Unit MRP [`] | LC1D | LC1D09 | 11832932179520 | INR | INDIA | 2025-07-15 | Schneider Switching & Controlling Pricelist WEF 15th Jul 25 | 610 | T038 | Description For use with Reference Unit MRP [`]
Schneider | TeSys Deca Model Mechanical Latch Blocks | LC1D | LC1D09 | 8610 | INR | INDIA | 2025-07-15 | Schneider Switching & Controlling Pricelist WEF 15th Jul 25 | 633 | T039 | TeSys Deca Model Mechanical Latch Blocks
Schneider | Contactors Instantaneous Auxiliary Contacts Time delay Front mounted Front Mounted Type Number of Poles and Size Side mounted 1 contact 2 contact 4 contacts | LC1D | LC1D09 | 1 | INR | INDIA | 2025-07-15 | Schneider Switching & Controlling Pricelist WEF 15th Jul 25 | 687 | T041 | Contactors Instantaneous Auxiliary Contacts Time delay Front mounted Front Mounted Type Number of Poles and Size Side mounted 1 contact 2 contact 4 contacts
Schneider | Contactors Instantaneous Auxiliary Contacts Time delay Front mounted Front Mounted Type Number of Poles and Size Side mounted 1 contact 2 contact 4 contacts | LC1D | LC1D09 | 1 | INR | INDIA | 2025-07-15 | Schneider Switching & Controlling Pricelist WEF 15th Jul 25 | 696 | T041 | Contactors Instantaneous Auxiliary Contacts Time delay Front mounted Front Mounted Type Number of Poles and Size Side mounted 1 contact 2 contact 4 contacts
Schneider | Contactors Instantaneous Auxiliary Contacts Time delay Front mounted Front Mounted Type Number of Poles and Size Side mounted 1 contact 2 contact 4 contacts | LC1D | LC1D09 | 1 | INR | INDIA | 2025-07-15 | Schneider Switching & Controlling Pricelist WEF 15th Jul 25 | 704 | T041 | Contactors Instantaneous Auxiliary Contacts Time delay Front mounted Front Mounted Type Number of Poles and Size Side mounted 1 contact 2 contact 4 contacts
Schneider | TeSys Ultra motor starters are certiﬁed according to IEC 60947-4-1 for safety applicarions thanks to integrated mirror contact | LC1D | LC1D09 | 91 | INR | INDIA | 2025-07-15 | Schneider Switching & Controlling Pricelist WEF 15th Jul 25 | 772 | T045 | TeSys Ultra motor starters are certiﬁed according to IEC 60947-4-1 for safety applicarions thanks to integrated mirror contact
Schneider | Thermal Overload Relays - Tesys K Series (Direct Mounting) Electronic Overload Relay - TeSys Deca Series | LC1D | LC1D09 | 13135 | INR | INDIA | 2025-07-15 | Schneider Switching & Controlling Pricelist WEF 15th Jul 25 | 926 | T055 | Thermal Overload Relays - Tesys K Series (Direct Mounting) Electronic Overload Relay - TeSys Deca Series
Schneider | For other coil voltage ratings contactors, please contact Customer Care. * Reference to be completed by adding coil voltage code TeSys Deca Power Contactors (4 Pole AC & DC Control) • Conformance to IEC, UL, CSA • Available with AC (50/60Hz Dual freq | LC1D | LC1D098 | 4445 | INR | INDIA | 2025-07-15 | Schneider Switching & Controlling Pricelist WEF 15th Jul 25 | 472 | T031 | For other coil voltage ratings contactors, please contact Customer Care. * Reference to be completed by adding coil voltage code TeSys Deca Power Contactors (4 Pole AC & DC Control) • Conformance to IEC, UL, CSA • Available with AC (50/60Hz Dual freq
Schneider | Power Contactors - Deca Model (3 Pole AC & DC Control) • Conformance to IEC, UL, CSA • Available with AC (50/60Hz Dual frequency), DC & DC low consumption coil options • High Operating ambient temperature, no derating upto 60 Deg C • Inbuilt 1NO + 1N | LC1D | LC1D115 | 38555 | INR | INDIA | 2025-07-15 | Schneider Switching & Controlling Pricelist WEF 15th Jul 25 | 433 | T027 | Power Contactors - Deca Model (3 Pole AC & DC Control) • Conformance to IEC, UL, CSA • Available with AC (50/60Hz Dual frequency), DC & DC low consumption coil options • High Operating ambient temperature, no derating upto 60 Deg C • Inbuilt 1NO + 1N
Schneider | For details on non standard references, technical parameters, accessories, compatibility, stockable and non stockable status please contact Customer Care | LC1D | LC1D115 | 42900 | INR | INDIA | 2025-07-15 | Schneider Switching & Controlling Pricelist WEF 15th Jul 25 | 452 | T028 | For details on non standard references, technical parameters, accessories, compatibility, stockable and non stockable status please contact Customer Care
Schneider | Description | LC1D | LC1D115 | 911502 | INR | INDIA | 2025-07-15 | Schneider Switching & Controlling Pricelist WEF 15th Jul 25 | 591 | T035 | Description
Schneider | Description For use with Reference Unit MRP [`] | LC1D | LC1D115 | 911569 | INR | INDIA | 2025-07-15 | Schneider Switching & Controlling Pricelist WEF 15th Jul 25 | 598 | T036 | Description For use with Reference Unit MRP [`]
Schneider | Contactors Instantaneous Auxiliary Contacts Time delay Front mounted Front Mounted Type Number of Poles and Size Side mounted 1 contact 2 contact 4 contacts | LC1D | LC1D115 | 1 | INR | INDIA | 2025-07-15 | Schneider Switching & Controlling Pricelist WEF 15th Jul 25 | 691 | T041 | Contactors Instantaneous Auxiliary Contacts Time delay Front mounted Front Mounted Type Number of Poles and Size Side mounted 1 contact 2 contact 4 contacts
Schneider | Contactors Instantaneous Auxiliary Contacts Time delay Front mounted Front Mounted Type Number of Poles and Size Side mounted 1 contact 2 contact 4 contacts | LC1D | LC1D115 | 1 | INR | INDIA | 2025-07-15 | Schneider Switching & Controlling Pricelist WEF 15th Jul 25 | 695 | T041 | Contactors Instantaneous Auxiliary Contacts Time delay Front mounted Front Mounted Type Number of Poles and Size Side mounted 1 contact 2 contact 4 contacts
Schneider | Contactors Instantaneous Auxiliary Contacts Time delay Front mounted Front Mounted Type Number of Poles and Size Side mounted 1 contact 2 contact 4 contacts | LC1D | LC1D115 | 1 | INR | INDIA | 2025-07-15 | Schneider Switching & Controlling Pricelist WEF 15th Jul 25 | 699 | T041 | Contactors Instantaneous Auxiliary Contacts Time delay Front mounted Front Mounted Type Number of Poles and Size Side mounted 1 contact 2 contact 4 contacts
Schneider | Contactors Instantaneous Auxiliary Contacts Time delay Front mounted Front Mounted Type Number of Poles and Size Side mounted 1 contact 2 contact 4 contacts | LC1D | LC1D115 | 1 | INR | INDIA | 2025-07-15 | Schneider Switching & Controlling Pricelist WEF 15th Jul 25 | 703 | T041 | Contactors Instantaneous Auxiliary Contacts Time delay Front mounted Front Mounted Type Number of Poles and Size Side mounted 1 contact 2 contact 4 contacts
Schneider | For Contactor D115/150 | LC1D | LC1D115 | 51158031 | INR | INDIA | 2025-07-15 | Schneider Switching & Controlling Pricelist WEF 15th Jul 25 | 716 | T042 | For Contactor D115/150
Schneider | For other coil voltage ratings contactors, please contact Customer Care. * Reference to be completed by adding coil voltage code TeSys Deca Power Contactors (4 Pole AC & DC Control) • Conformance to IEC, UL, CSA • Available with AC (50/60Hz Dual freq | LC1D | LC1D1150046 | 43135 | INR | INDIA | 2025-07-15 | Schneider Switching & Controlling Pricelist WEF 15th Jul 25 | 485 | T031 | For other coil voltage ratings contactors, please contact Customer Care. * Reference to be completed by adding coil voltage code TeSys Deca Power Contactors (4 Pole AC & DC Control) • Conformance to IEC, UL, CSA • Available with AC (50/60Hz Dual freq
Schneider | For Contactor D115/150 | LC1D | LC1D1150046 | 5115804 | INR | INDIA | 2025-07-15 | Schneider Switching & Controlling Pricelist WEF 15th Jul 25 | 718 | T042 | For Contactor D115/150
Schneider | Power Contactors - Deca Model (3 Pole AC & DC Control) • Conformance to IEC, UL, CSA • Available with AC (50/60Hz Dual frequency), DC & DC low consumption coil options • High Operating ambient temperature, no derating upto 60 Deg C • Inbuilt 1NO + 1N | LC1D | LC1D12 | 2405 | INR | INDIA | 2025-07-15 | Schneider Switching & Controlling Pricelist WEF 15th Jul 25 | 422 | T027 | Power Contactors - Deca Model (3 Pole AC & DC Control) • Conformance to IEC, UL, CSA • Available with AC (50/60Hz Dual frequency), DC & DC low consumption coil options • High Operating ambient temperature, no derating upto 60 Deg C • Inbuilt 1NO + 1N
Schneider | For details on non standard references, technical parameters, accessories, compatibility, stockable and non stockable status please contact Customer Care | LC1D | LC1D12 | 3845 | INR | INDIA | 2025-07-15 | Schneider Switching & Controlling Pricelist WEF 15th Jul 25 | 442 | T028 | For details on non standard references, technical parameters, accessories, compatibility, stockable and non stockable status please contact Customer Care
Schneider | TeSys Deca Power Contactors (3 Pole DC Low Consumption) Now available upto 80A with the TeSys Deca Advanced Low Consumption offer | LC1D | LC1D12 | 4165 | INR | INDIA | 2025-07-15 | Schneider Switching & Controlling Pricelist WEF 15th Jul 25 | 459 | T029 | TeSys Deca Power Contactors (3 Pole DC Low Consumption) Now available upto 80A with the TeSys Deca Advanced Low Consumption offer
Schneider | For other coil voltage ratings contactors, please contact Customer Care. * Reference to be completed by adding coil voltage code TeSys Deca Power Contactors (4 Pole AC & DC Control) • Conformance to IEC, UL, CSA • Available with AC (50/60Hz Dual freq | LC1D | LC1D128 | 6400 | INR | INDIA | 2025-07-15 | Schneider Switching & Controlling Pricelist WEF 15th Jul 25 | 474 | T031 | For other coil voltage ratings contactors, please contact Customer Care. * Reference to be completed by adding coil voltage code TeSys Deca Power Contactors (4 Pole AC & DC Control) • Conformance to IEC, UL, CSA • Available with AC (50/60Hz Dual freq
Schneider | Power Contactors - Deca Model (3 Pole AC & DC Control) • Conformance to IEC, UL, CSA • Available with AC (50/60Hz Dual frequency), DC & DC low consumption coil options • High Operating ambient temperature, no derating upto 60 Deg C • Inbuilt 1NO + 1N | LC1D | LC1D150 | 48195 | INR | INDIA | 2025-07-15 | Schneider Switching & Controlling Pricelist WEF 15th Jul 25 | 434 | T027 | Power Contactors - Deca Model (3 Pole AC & DC Control) • Conformance to IEC, UL, CSA • Available with AC (50/60Hz Dual frequency), DC & DC low consumption coil options • High Operating ambient temperature, no derating upto 60 Deg C • Inbuilt 1NO + 1N
Schneider | For details on non standard references, technical parameters, accessories, compatibility, stockable and non stockable status please contact Customer Care | LC1D | LC1D150 | 51480 | INR | INDIA | 2025-07-15 | Schneider Switching & Controlling Pricelist WEF 15th Jul 25 | 453 | T028 | For details on non standard references, technical parameters, accessories, compatibility, stockable and non stockable status please contact Customer Care
Schneider | Type Voltage (V) 24 110 220 415 | LC1D | LC1D150 | 7777 | INR | INDIA | 2025-07-15 | Schneider Switching & Controlling Pricelist WEF 15th Jul 25 | 653 | T039 | Type Voltage (V) 24 110 220 415
Schneider | For Contactor D115/150 | LC1D | LC1D150 | 5150803 | INR | INDIA | 2025-07-15 | Schneider Switching & Controlling Pricelist WEF 15th Jul 25 | 717 | T042 | For Contactor D115/150
Schneider | Power Contactors - Deca Model (3 Pole AC & DC Control) • Conformance to IEC, UL, CSA • Available with AC (50/60Hz Dual frequency), DC & DC low consumption coil options • High Operating ambient temperature, no derating upto 60 Deg C • Inbuilt 1NO + 1N | LC1D | LC1D18 | 2790 | INR | INDIA | 2025-07-15 | Schneider Switching & Controlling Pricelist WEF 15th Jul 25 | 423 | T027 | Power Contactors - Deca Model (3 Pole AC & DC Control) • Conformance to IEC, UL, CSA • Available with AC (50/60Hz Dual frequency), DC & DC low consumption coil options • High Operating ambient temperature, no derating upto 60 Deg C • Inbuilt 1NO + 1N
Schneider | For details on non standard references, technical parameters, accessories, compatibility, stockable and non stockable status please contact Customer Care | LC1D | LC1D18 | 4735 | INR | INDIA | 2025-07-15 | Schneider Switching & Controlling Pricelist WEF 15th Jul 25 | 443 | T028 | For details on non standard references, technical parameters, accessories, compatibility, stockable and non stockable status please contact Customer Care
Schneider | TeSys Deca Power Contactors (3 Pole DC Low Consumption) Now available upto 80A with the TeSys Deca Advanced Low Consumption offer | LC1D | LC1D18 | 6360 | INR | INDIA | 2025-07-15 | Schneider Switching & Controlling Pricelist WEF 15th Jul 25 | 460 | T029 | TeSys Deca Power Contactors (3 Pole DC Low Consumption) Now available upto 80A with the TeSys Deca Advanced Low Consumption offer
Schneider | Description For use with Reference Unit MRP [`] | LC1D | LC1D18 | 93 | INR | INDIA | 2025-07-15 | Schneider Switching & Controlling Pricelist WEF 15th Jul 25 | 610 | T038 | Description For use with Reference Unit MRP [`]
Schneider | For other coil voltage ratings contactors, please contact Customer Care. * Reference to be completed by adding coil voltage code TeSys Deca Power Contactors (4 Pole AC & DC Control) • Conformance to IEC, UL, CSA • Available with AC (50/60Hz Dual freq | LC1D | LC1D188 | 7290 | INR | INDIA | 2025-07-15 | Schneider Switching & Controlling Pricelist WEF 15th Jul 25 | 476 | T031 | For other coil voltage ratings contactors, please contact Customer Care. * Reference to be completed by adding coil voltage code TeSys Deca Power Contactors (4 Pole AC & DC Control) • Conformance to IEC, UL, CSA • Available with AC (50/60Hz Dual freq
Schneider | Power Contactors - Deca Model (3 Pole AC & DC Control) • Conformance to IEC, UL, CSA • Available with AC (50/60Hz Dual frequency), DC & DC low consumption coil options • High Operating ambient temperature, no derating upto 60 Deg C • Inbuilt 1NO + 1N | LC1D | LC1D25 | 3465 | INR | INDIA | 2025-07-15 | Schneider Switching & Controlling Pricelist WEF 15th Jul 25 | 424 | T027 | Power Contactors - Deca Model (3 Pole AC & DC Control) • Conformance to IEC, UL, CSA • Available with AC (50/60Hz Dual frequency), DC & DC low consumption coil options • High Operating ambient temperature, no derating upto 60 Deg C • Inbuilt 1NO + 1N
Schneider | For details on non standard references, technical parameters, accessories, compatibility, stockable and non stockable status please contact Customer Care | LC1D | LC1D25 | 5980 | INR | INDIA | 2025-07-15 | Schneider Switching & Controlling Pricelist WEF 15th Jul 25 | 444 | T028 | For details on non standard references, technical parameters, accessories, compatibility, stockable and non stockable status please contact Customer Care
Schneider | TeSys Deca Power Contactors (3 Pole DC Low Consumption) Now available upto 80A with the TeSys Deca Advanced Low Consumption offer | LC1D | LC1D25 | 7750 | INR | INDIA | 2025-07-15 | Schneider Switching & Controlling Pricelist WEF 15th Jul 25 | 461 | T029 | TeSys Deca Power Contactors (3 Pole DC Low Consumption) Now available upto 80A with the TeSys Deca Advanced Low Consumption offer
Schneider | Thermal Protection Unit MRP Adjustment Range For Use With Reference* [`] | LC1D | LC1D25 | 220 | INR | INDIA | 2025-07-15 | Schneider Switching & Controlling Pricelist WEF 15th Jul 25 | 965 | T057 | Thermal Protection Unit MRP Adjustment Range For Use With Reference* [`]
Schneider | Thermal Protection Unit MRP Adjustment Range For Use With Reference* [`] | LC1D | LC1D25 | 320 | INR | INDIA | 2025-07-15 | Schneider Switching & Controlling Pricelist WEF 15th Jul 25 | 966 | T057 | Thermal Protection Unit MRP Adjustment Range For Use With Reference* [`]
Schneider | For other coil voltage ratings contactors, please contact Customer Care. * Reference to be completed by adding coil voltage code TeSys Deca Power Contactors (4 Pole AC & DC Control) • Conformance to IEC, UL, CSA • Available with AC (50/60Hz Dual freq | LC1D | LC1D258 | 11140 | INR | INDIA | 2025-07-15 | Schneider Switching & Controlling Pricelist WEF 15th Jul 25 | 478 | T031 | For other coil voltage ratings contactors, please contact Customer Care. * Reference to be completed by adding coil voltage code TeSys Deca Power Contactors (4 Pole AC & DC Control) • Conformance to IEC, UL, CSA • Available with AC (50/60Hz Dual freq
Schneider | Power Contactors - Deca Model (3 Pole AC & DC Control) • Conformance to IEC, UL, CSA • Available with AC (50/60Hz Dual frequency), DC & DC low consumption coil options • High Operating ambient temperature, no derating upto 60 Deg C • Inbuilt 1NO + 1N | LC1D | LC1D32 | 6740 | INR | INDIA | 2025-07-15 | Schneider Switching & Controlling Pricelist WEF 15th Jul 25 | 425 | T027 | Power Contactors - Deca Model (3 Pole AC & DC Control) • Conformance to IEC, UL, CSA • Available with AC (50/60Hz Dual frequency), DC & DC low consumption coil options • High Operating ambient temperature, no derating upto 60 Deg C • Inbuilt 1NO + 1N
Schneider | For details on non standard references, technical parameters, accessories, compatibility, stockable and non stockable status please contact Customer Care | LC1D | LC1D32 | 12200 | INR | INDIA | 2025-07-15 | Schneider Switching & Controlling Pricelist WEF 15th Jul 25 | 445 | T028 | For details on non standard references, technical parameters, accessories, compatibility, stockable and non stockable status please contact Customer Care
Schneider | TeSys Deca Power Contactors (3 Pole DC Low Consumption) Now available upto 80A with the TeSys Deca Advanced Low Consumption offer | LC1D | LC1D32 | 13260 | INR | INDIA | 2025-07-15 | Schneider Switching & Controlling Pricelist WEF 15th Jul 25 | 462 | T029 | TeSys Deca Power Contactors (3 Pole DC Low Consumption) Now available upto 80A with the TeSys Deca Advanced Low Consumption offer
Schneider | Thermal Protection Unit MRP Adjustment Range For Use With Reference* [`] | LC1D | LC1D32 | 320 | INR | INDIA | 2025-07-15 | Schneider Switching & Controlling Pricelist WEF 15th Jul 25 | 966 | T057 | Thermal Protection Unit MRP Adjustment Range For Use With Reference* [`]
Schneider | Thermal Protection Unit MRP Adjustment Range For Use With Reference* [`] | LC1D | LC1D32 | 35 | INR | INDIA | 2025-07-15 | Schneider Switching & Controlling Pricelist WEF 15th Jul 25 | 967 | T057 | Thermal Protection Unit MRP Adjustment Range For Use With Reference* [`]
Schneider | Power Contactors - Deca Model (3 Pole AC & DC Control) • Conformance to IEC, UL, CSA • Available with AC (50/60Hz Dual frequency), DC & DC low consumption coil options • High Operating ambient temperature, no derating upto 60 Deg C • Inbuilt 1NO + 1N | LC1D | LC1D38 | 9585 | INR | INDIA | 2025-07-15 | Schneider Switching & Controlling Pricelist WEF 15th Jul 25 | 426 | T027 | Power Contactors - Deca Model (3 Pole AC & DC Control) • Conformance to IEC, UL, CSA • Available with AC (50/60Hz Dual frequency), DC & DC low consumption coil options • High Operating ambient temperature, no derating upto 60 Deg C • Inbuilt 1NO + 1N
Schneider | For details on non standard references, technical parameters, accessories, compatibility, stockable and non stockable status please contact Customer Care | LC1D | LC1D38 | 14415 | INR | INDIA | 2025-07-15 | Schneider Switching & Controlling Pricelist WEF 15th Jul 25 | 446 | T028 | For details on non standard references, technical parameters, accessories, compatibility, stockable and non stockable status please contact Customer Care
Schneider | Thermal Protection Unit MRP Adjustment Range For Use With Reference* [`] | LC1D | LC1D38 | 320 | INR | INDIA | 2025-07-15 | Schneider Switching & Controlling Pricelist WEF 15th Jul 25 | 966 | T057 | Thermal Protection Unit MRP Adjustment Range For Use With Reference* [`]
Schneider | Thermal Protection Unit MRP Adjustment Range For Use With Reference* [`] | LC1D | LC1D38 | 35 | INR | INDIA | 2025-07-15 | Schneider Switching & Controlling Pricelist WEF 15th Jul 25 | 967 | T057 | Thermal Protection Unit MRP Adjustment Range For Use With Reference* [`]
Schneider | Contactors Instantaneous Auxiliary Contacts Time delay Front mounted Front Mounted Type Number of Poles and Size Side mounted 1 contact 2 contact 4 contacts | LC1D | LC1D40008 | 1 | INR | INDIA | 2025-07-15 | Schneider Switching & Controlling Pricelist WEF 15th Jul 25 | 694 | T041 | Contactors Instantaneous Auxiliary Contacts Time delay Front mounted Front Mounted Type Number of Poles and Size Side mounted 1 contact 2 contact 4 contacts
Schneider | Contactors Instantaneous Auxiliary Contacts Time delay Front mounted Front Mounted Type Number of Poles and Size Side mounted 1 contact 2 contact 4 contacts | LC1D | LC1D40008 | 2 | INR | INDIA | 2025-07-15 | Schneider Switching & Controlling Pricelist WEF 15th Jul 25 | 702 | T041 | Contactors Instantaneous Auxiliary Contacts Time delay Front mounted Front Mounted Type Number of Poles and Size Side mounted 1 contact 2 contact 4 contacts
Schneider | Power Contactors - Deca Model (3 Pole AC & DC Control) • Conformance to IEC, UL, CSA • Available with AC (50/60Hz Dual frequency), DC & DC low consumption coil options • High Operating ambient temperature, no derating upto 60 Deg C • Inbuilt 1NO + 1N | LC1D | LC1D40A | 10255 | INR | INDIA | 2025-07-15 | Schneider Switching & Controlling Pricelist WEF 15th Jul 25 | 427 | T027 | Power Contactors - Deca Model (3 Pole AC & DC Control) • Conformance to IEC, UL, CSA • Available with AC (50/60Hz Dual frequency), DC & DC low consumption coil options • High Operating ambient temperature, no derating upto 60 Deg C • Inbuilt 1NO + 1N
Schneider | For details on non standard references, technical parameters, accessories, compatibility, stockable and non stockable status please contact Customer Care | LC1D | LC1D40A | 17135 | INR | INDIA | 2025-07-15 | Schneider Switching & Controlling Pricelist WEF 15th Jul 25 | 447 | T028 | For details on non standard references, technical parameters, accessories, compatibility, stockable and non stockable status please contact Customer Care
Schneider | TeSys Deca Power Contactors (3 Pole DC Low Consumption) Now available upto 80A with the TeSys Deca Advanced Low Consumption offer | LC1D | LC1D40A | 17135 | INR | INDIA | 2025-07-15 | Schneider Switching & Controlling Pricelist WEF 15th Jul 25 | 465 | T030 | TeSys Deca Power Contactors (3 Pole DC Low Consumption) Now available upto 80A with the TeSys Deca Advanced Low Consumption offer
Schneider | LC1D115A - 150A BNE EHE KUE LSE | LC1D | LC1D40A | 24 | INR | INDIA | 2025-07-15 | Schneider Switching & Controlling Pricelist WEF 15th Jul 25 | 560 | T033 | LC1D115A - 150A BNE EHE KUE LSE
Schneider | Description For use with Reference Unit MRP [`] | LC1D | LC1D40A | 3264 | INR | INDIA | 2025-07-15 | Schneider Switching & Controlling Pricelist WEF 15th Jul 25 | 582 | T034 | Description For use with Reference Unit MRP [`]
Schneider | Description For use with Reference Unit MRP [`] | LC1D | LC1D40A | 33641 | INR | INDIA | 2025-07-15 | Schneider Switching & Controlling Pricelist WEF 15th Jul 25 | 583 | T034 | Description For use with Reference Unit MRP [`]
Schneider | Description | LC1D | LC1D40A | 4 | INR | INDIA | 2025-07-15 | Schneider Switching & Controlling Pricelist WEF 15th Jul 25 | 588 | T035 | Description
Schneider | Description For use with Reference Unit MRP [`] | LC1D | LC1D40A | 96569 | INR | INDIA | 2025-07-15 | Schneider Switching & Controlling Pricelist WEF 15th Jul 25 | 595 | T036 | Description For use with Reference Unit MRP [`]
Schneider | Kit Comprising : | LC1D | LC1D40A | 93 | INR | INDIA | 2025-07-15 | Schneider Switching & Controlling Pricelist WEF 15th Jul 25 | 607 | T037 | Kit Comprising :
Schneider | LC1D09 and D12 LAD91217 7405 | LC1D | LC1D40A | 93 | INR | INDIA | 2025-07-15 | Schneider Switching & Controlling Pricelist WEF 15th Jul 25 | 612 | T038 | LC1D09 and D12 LAD91217 7405
Schneider | Type Voltage (V) 24 110 220 415 | LC1D | LC1D40A | 7777 | INR | INDIA | 2025-07-15 | Schneider Switching & Controlling Pricelist WEF 15th Jul 25 | 653 | T039 | Type Voltage (V) 24 110 220 415
Schneider | Contactors Instantaneous Auxiliary Contacts Time delay Front mounted Front Mounted Type Number of Poles and Size Side mounted 1 contact 2 contact 4 contacts | LC1D | LC1D40A | 11 | INR | INDIA | 2025-07-15 | Schneider Switching & Controlling Pricelist WEF 15th Jul 25 | 688 | T041 | Contactors Instantaneous Auxiliary Contacts Time delay Front mounted Front Mounted Type Number of Poles and Size Side mounted 1 contact 2 contact 4 contacts
Schneider | Contactors Instantaneous Auxiliary Contacts Time delay Front mounted Front Mounted Type Number of Poles and Size Side mounted 1 contact 2 contact 4 contacts | LC1D | LC1D40A | 1 | INR | INDIA | 2025-07-15 | Schneider Switching & Controlling Pricelist WEF 15th Jul 25 | 697 | T041 | Contactors Instantaneous Auxiliary Contacts Time delay Front mounted Front Mounted Type Number of Poles and Size Side mounted 1 contact 2 contact 4 contacts
Schneider | Thermal Protection Unit MRP Adjustment Range For Use With Reference* [`] | LC1D | LC1D40A | 332 | INR | INDIA | 2025-07-15 | Schneider Switching & Controlling Pricelist WEF 15th Jul 25 | 968 | T057 | Thermal Protection Unit MRP Adjustment Range For Use With Reference* [`]
Schneider | Thermal Protection Unit MRP Adjustment Range For Use With Reference* [`] | LC1D | LC1D40A | 340 | INR | INDIA | 2025-07-15 | Schneider Switching & Controlling Pricelist WEF 15th Jul 25 | 970 | T057 | Thermal Protection Unit MRP Adjustment Range For Use With Reference* [`]
Schneider | Thermal Protection Unit MRP Adjustment Range For Use With Reference* [`] | LC1D | LC1D40A | 3500 | INR | INDIA | 2025-07-15 | Schneider Switching & Controlling Pricelist WEF 15th Jul 25 | 972 | T057 | Thermal Protection Unit MRP Adjustment Range For Use With Reference* [`]
Schneider | Thermal Protection Unit MRP Adjustment Range For Use With Reference* [`] | LC1D | LC1D40A | 365 | INR | INDIA | 2025-07-15 | Schneider Switching & Controlling Pricelist WEF 15th Jul 25 | 974 | T057 | Thermal Protection Unit MRP Adjustment Range For Use With Reference* [`]
Schneider | Power Contactors - Deca Model (3 Pole AC & DC Control) • Conformance to IEC, UL, CSA • Available with AC (50/60Hz Dual frequency), DC & DC low consumption coil options • High Operating ambient temperature, no derating upto 60 Deg C • Inbuilt 1NO + 1N | LC1D | LC1D50A | 13295 | INR | INDIA | 2025-07-15 | Schneider Switching & Controlling Pricelist WEF 15th Jul 25 | 428 | T027 | Power Contactors - Deca Model (3 Pole AC & DC Control) • Conformance to IEC, UL, CSA • Available with AC (50/60Hz Dual frequency), DC & DC low consumption coil options • High Operating ambient temperature, no derating upto 60 Deg C • Inbuilt 1NO + 1N
Schneider | For details on non standard references, technical parameters, accessories, compatibility, stockable and non stockable status please contact Customer Care | LC1D | LC1D50A | 21505 | INR | INDIA | 2025-07-15 | Schneider Switching & Controlling Pricelist WEF 15th Jul 25 | 448 | T028 | For details on non standard references, technical parameters, accessories, compatibility, stockable and non stockable status please contact Customer Care
Schneider | TeSys Deca Power Contactors (3 Pole DC Low Consumption) Now available upto 80A with the TeSys Deca Advanced Low Consumption offer | LC1D | LC1D50A | 21505 | INR | INDIA | 2025-07-15 | Schneider Switching & Controlling Pricelist WEF 15th Jul 25 | 466 | T030 | TeSys Deca Power Contactors (3 Pole DC Low Consumption) Now available upto 80A with the TeSys Deca Advanced Low Consumption offer
Schneider | Power Contactors - Deca Model (3 Pole AC & DC Control) • Conformance to IEC, UL, CSA • Available with AC (50/60Hz Dual frequency), DC & DC low consumption coil options • High Operating ambient temperature, no derating upto 60 Deg C • Inbuilt 1NO + 1N | LC1D | LC1D65A | 18445 | INR | INDIA | 2025-07-15 | Schneider Switching & Controlling Pricelist WEF 15th Jul 25 | 429 | T027 | Power Contactors - Deca Model (3 Pole AC & DC Control) • Conformance to IEC, UL, CSA • Available with AC (50/60Hz Dual frequency), DC & DC low consumption coil options • High Operating ambient temperature, no derating upto 60 Deg C • Inbuilt 1NO + 1N
Schneider | For details on non standard references, technical parameters, accessories, compatibility, stockable and non stockable status please contact Customer Care | LC1D | LC1D65A | 24390 | INR | INDIA | 2025-07-15 | Schneider Switching & Controlling Pricelist WEF 15th Jul 25 | 449 | T028 | For details on non standard references, technical parameters, accessories, compatibility, stockable and non stockable status please contact Customer Care
Schneider | TeSys Deca Power Contactors (3 Pole DC Low Consumption) Now available upto 80A with the TeSys Deca Advanced Low Consumption offer | LC1D | LC1D65A | 24390 | INR | INDIA | 2025-07-15 | Schneider Switching & Controlling Pricelist WEF 15th Jul 25 | 467 | T030 | TeSys Deca Power Contactors (3 Pole DC Low Consumption) Now available upto 80A with the TeSys Deca Advanced Low Consumption offer
Schneider | Power Contactors - Deca Model (3 Pole AC & DC Control) • Conformance to IEC, UL, CSA • Available with AC (50/60Hz Dual frequency), DC & DC low consumption coil options • High Operating ambient temperature, no derating upto 60 Deg C • Inbuilt 1NO + 1N | LC1D | LC1D80 | 28505 | INR | INDIA | 2025-07-15 | Schneider Switching & Controlling Pricelist WEF 15th Jul 25 | 431 | T027 | Power Contactors - Deca Model (3 Pole AC & DC Control) • Conformance to IEC, UL, CSA • Available with AC (50/60Hz Dual frequency), DC & DC low consumption coil options • High Operating ambient temperature, no derating upto 60 Deg C • Inbuilt 1NO + 1N
Schneider | For details on non standard references, technical parameters, accessories, compatibility, stockable and non stockable status please contact Customer Care | LC1D | LC1D80 | 33120 | INR | INDIA | 2025-07-15 | Schneider Switching & Controlling Pricelist WEF 15th Jul 25 | 450 | T028 | For details on non standard references, technical parameters, accessories, compatibility, stockable and non stockable status please contact Customer Care
Schneider | Description | LC1D | LC1D80 | 94002 | INR | INDIA | 2025-07-15 | Schneider Switching & Controlling Pricelist WEF 15th Jul 25 | 589 | T035 | Description
Schneider | Description | LC1D | LC1D80 | 98002 | INR | INDIA | 2025-07-15 | Schneider Switching & Controlling Pricelist WEF 15th Jul 25 | 590 | T035 | Description
Schneider | Description For use with Reference Unit MRP [`] | LC1D | LC1D80 | 98069 | INR | INDIA | 2025-07-15 | Schneider Switching & Controlling Pricelist WEF 15th Jul 25 | 596 | T036 | Description For use with Reference Unit MRP [`]
Schneider | Description For use with Reference Unit MRP [`] | LC1D | LC1D80 | 98069 | INR | INDIA | 2025-07-15 | Schneider Switching & Controlling Pricelist WEF 15th Jul 25 | 597 | T036 | Description For use with Reference Unit MRP [`]
Schneider | LC1D09 and D12 LAD91217 7405 | LC1D | LC1D80 | 14050 | INR | INDIA | 2025-07-15 | Schneider Switching & Controlling Pricelist WEF 15th Jul 25 | 612 | T038 | LC1D09 and D12 LAD91217 7405
Schneider | LC1D09 and D12 LAD91217 7405 | LC1D | LC1D80 | 98017 | INR | INDIA | 2025-07-15 | Schneider Switching & Controlling Pricelist WEF 15th Jul 25 | 613 | T038 | LC1D09 and D12 LAD91217 7405
Schneider | LC1D80 and D115 (3 P c) | LC1D | LC1D80 | 620 | INR | INDIA | 2025-07-15 | Schneider Switching & Controlling Pricelist WEF 15th Jul 25 | 637 | T039 | LC1D80 and D115 (3 P c)
Schneider | Type Voltage (V) 24 110 220 415 | LC1D | LC1D80 | 7777 | INR | INDIA | 2025-07-15 | Schneider Switching & Controlling Pricelist WEF 15th Jul 25 | 653 | T039 | Type Voltage (V) 24 110 220 415
Schneider | Contactors Instantaneous Auxiliary Contacts Time delay Front mounted Front Mounted Type Number of Poles and Size Side mounted 1 contact 2 contact 4 contacts | LC1D | LC1D80 | 1 | INR | INDIA | 2025-07-15 | Schneider Switching & Controlling Pricelist WEF 15th Jul 25 | 689 | T041 | Contactors Instantaneous Auxiliary Contacts Time delay Front mounted Front Mounted Type Number of Poles and Size Side mounted 1 contact 2 contact 4 contacts
Schneider | Contactors Instantaneous Auxiliary Contacts Time delay Front mounted Front Mounted Type Number of Poles and Size Side mounted 1 contact 2 contact 4 contacts | LC1D | LC1D80 | 1 | INR | INDIA | 2025-07-15 | Schneider Switching & Controlling Pricelist WEF 15th Jul 25 | 690 | T041 | Contactors Instantaneous Auxiliary Contacts Time delay Front mounted Front Mounted Type Number of Poles and Size Side mounted 1 contact 2 contact 4 contacts
Schneider | Contactors Instantaneous Auxiliary Contacts Time delay Front mounted Front Mounted Type Number of Poles and Size Side mounted 1 contact 2 contact 4 contacts | LC1D | LC1D80 | 1 | INR | INDIA | 2025-07-15 | Schneider Switching & Controlling Pricelist WEF 15th Jul 25 | 698 | T041 | Contactors Instantaneous Auxiliary Contacts Time delay Front mounted Front Mounted Type Number of Poles and Size Side mounted 1 contact 2 contact 4 contacts
Schneider | Thermal Protection Unit MRP Adjustment Range For Use With Reference* [`] | LC1D | LC1D80 | 3353 | INR | INDIA | 2025-07-15 | Schneider Switching & Controlling Pricelist WEF 15th Jul 25 | 969 | T057 | Thermal Protection Unit MRP Adjustment Range For Use With Reference* [`]
Schneider | Thermal Protection Unit MRP Adjustment Range For Use With Reference* [`] | LC1D | LC1D80 | 3355 | INR | INDIA | 2025-07-15 | Schneider Switching & Controlling Pricelist WEF 15th Jul 25 | 971 | T057 | Thermal Protection Unit MRP Adjustment Range For Use With Reference* [`]
Schneider | Thermal Protection Unit MRP Adjustment Range For Use With Reference* [`] | LC1D | LC1D80 | 3357 | INR | INDIA | 2025-07-15 | Schneider Switching & Controlling Pricelist WEF 15th Jul 25 | 973 | T057 | Thermal Protection Unit MRP Adjustment Range For Use With Reference* [`]
Schneider | Thermal Protection Unit MRP Adjustment Range For Use With Reference* [`] | LC1D | LC1D80 | 3359 | INR | INDIA | 2025-07-15 | Schneider Switching & Controlling Pricelist WEF 15th Jul 25 | 976 | T057 | Thermal Protection Unit MRP Adjustment Range For Use With Reference* [`]
Schneider | Thermal Protection Unit MRP Adjustment Range For Use With Reference* [`] | LC1D | LC1D80 | 3363 | INR | INDIA | 2025-07-15 | Schneider Switching & Controlling Pricelist WEF 15th Jul 25 | 977 | T057 | Thermal Protection Unit MRP Adjustment Range For Use With Reference* [`]
Schneider | Thermal Protection Unit MRP Adjustment Range For Use With Reference* [`] | LC1D | LC1D80 | 3365 | INR | INDIA | 2025-07-15 | Schneider Switching & Controlling Pricelist WEF 15th Jul 25 | 978 | T057 | Thermal Protection Unit MRP Adjustment Range For Use With Reference* [`]
Schneider | Power Contactors - Deca Model (3 Pole AC & DC Control) • Conformance to IEC, UL, CSA • Available with AC (50/60Hz Dual frequency), DC & DC low consumption coil options • High Operating ambient temperature, no derating upto 60 Deg C • Inbuilt 1NO + 1N | LC1D | LC1D80A | 23055 | INR | INDIA | 2025-07-15 | Schneider Switching & Controlling Pricelist WEF 15th Jul 25 | 430 | T027 | Power Contactors - Deca Model (3 Pole AC & DC Control) • Conformance to IEC, UL, CSA • Available with AC (50/60Hz Dual frequency), DC & DC low consumption coil options • High Operating ambient temperature, no derating upto 60 Deg C • Inbuilt 1NO + 1N
Schneider | TeSys Deca Power Contactors (3 Pole DC Low Consumption) Now available upto 80A with the TeSys Deca Advanced Low Consumption offer | LC1D | LC1D80A | 29600 | INR | INDIA | 2025-07-15 | Schneider Switching & Controlling Pricelist WEF 15th Jul 25 | 468 | T030 | TeSys Deca Power Contactors (3 Pole DC Low Consumption) Now available upto 80A with the TeSys Deca Advanced Low Consumption offer
Schneider | Thermal Protection Unit MRP Adjustment Range For Use With Reference* [`] | LC1D | LC1D80A | 380 | INR | INDIA | 2025-07-15 | Schneider Switching & Controlling Pricelist WEF 15th Jul 25 | 975 | T057 | Thermal Protection Unit MRP Adjustment Range For Use With Reference* [`]
Schneider | Power Contactors - Deca Model (3 Pole AC & DC Control) • Conformance to IEC, UL, CSA • Available with AC (50/60Hz Dual frequency), DC & DC low consumption coil options • High Operating ambient temperature, no derating upto 60 Deg C • Inbuilt 1NO + 1N | LC1D | LC1D95 | 29690 | INR | INDIA | 2025-07-15 | Schneider Switching & Controlling Pricelist WEF 15th Jul 25 | 432 | T027 | Power Contactors - Deca Model (3 Pole AC & DC Control) • Conformance to IEC, UL, CSA • Available with AC (50/60Hz Dual frequency), DC & DC low consumption coil options • High Operating ambient temperature, no derating upto 60 Deg C • Inbuilt 1NO + 1N
Schneider | For details on non standard references, technical parameters, accessories, compatibility, stockable and non stockable status please contact Customer Care | LC1D | LC1D95 | 36300 | INR | INDIA | 2025-07-15 | Schneider Switching & Controlling Pricelist WEF 15th Jul 25 | 451 | T028 | For details on non standard references, technical parameters, accessories, compatibility, stockable and non stockable status please contact Customer Care
Schneider | Thermal Protection Unit MRP Adjustment Range For Use With Reference* [`] | LC1D | LC1D95 | 3353 | INR | INDIA | 2025-07-15 | Schneider Switching & Controlling Pricelist WEF 15th Jul 25 | 969 | T057 | Thermal Protection Unit MRP Adjustment Range For Use With Reference* [`]
Schneider | Thermal Protection Unit MRP Adjustment Range For Use With Reference* [`] | LC1D | LC1D95 | 3355 | INR | INDIA | 2025-07-15 | Schneider Switching & Controlling Pricelist WEF 15th Jul 25 | 971 | T057 | Thermal Protection Unit MRP Adjustment Range For Use With Reference* [`]
Schneider | Thermal Protection Unit MRP Adjustment Range For Use With Reference* [`] | LC1D | LC1D95 | 3357 | INR | INDIA | 2025-07-15 | Schneider Switching & Controlling Pricelist WEF 15th Jul 25 | 973 | T057 | Thermal Protection Unit MRP Adjustment Range For Use With Reference* [`]
Schneider | Thermal Protection Unit MRP Adjustment Range For Use With Reference* [`] | LC1D | LC1D95 | 3359 | INR | INDIA | 2025-07-15 | Schneider Switching & Controlling Pricelist WEF 15th Jul 25 | 976 | T057 | Thermal Protection Unit MRP Adjustment Range For Use With Reference* [`]
Schneider | Thermal Protection Unit MRP Adjustment Range For Use With Reference* [`] | LC1D | LC1D95 | 3363 | INR | INDIA | 2025-07-15 | Schneider Switching & Controlling Pricelist WEF 15th Jul 25 | 977 | T057 | Thermal Protection Unit MRP Adjustment Range For Use With Reference* [`]
Schneider | Thermal Protection Unit MRP Adjustment Range For Use With Reference* [`] | LC1D | LC1D95 | 3365 | INR | INDIA | 2025-07-15 | Schneider Switching & Controlling Pricelist WEF 15th Jul 25 | 978 | T057 | Thermal Protection Unit MRP Adjustment Range For Use With Reference* [`]
Schneider | Capacitor Duty Contactor | LC1D | LC1DFK | 61506150 | INR | INDIA | 2025-07-15 | Schneider Switching & Controlling Pricelist WEF 15th Jul 25 | 394 | T024 | Capacitor Duty Contactor
Schneider | Capacitor Duty Contactor | LC1D | LC1DGK | 86358635 | INR | INDIA | 2025-07-15 | Schneider Switching & Controlling Pricelist WEF 15th Jul 25 | 395 | T024 | Capacitor Duty Contactor
Schneider | Capacitor Duty Contactor | LC1D | LC1DLK | 9700 | INR | INDIA | 2025-07-15 | Schneider Switching & Controlling Pricelist WEF 15th Jul 25 | 396 | T024 | Capacitor Duty Contactor
Schneider | Capacitor Duty Contactor | LC1D | LC1DMK | 1064010640 | INR | INDIA | 2025-07-15 | Schneider Switching & Controlling Pricelist WEF 15th Jul 25 | 397 | T024 | Capacitor Duty Contactor
Schneider | Capacitor Duty Contactor | LC1D | LC1DPK | 2318023180 | INR | INDIA | 2025-07-15 | Schneider Switching & Controlling Pricelist WEF 15th Jul 25 | 398 | T024 | Capacitor Duty Contactor
Schneider | For other coil voltage ratings contactors, please contact Customer Care. * Reference to be completed by adding coil voltage code TeSys Deca Power Contactors (4 Pole AC & DC Control) • Conformance to IEC, UL, CSA • Available with AC (50/60Hz Dual freq | LC1D | LC1DT20 | 4080 | INR | INDIA | 2025-07-15 | Schneider Switching & Controlling Pricelist WEF 15th Jul 25 | 471 | T031 | For other coil voltage ratings contactors, please contact Customer Care. * Reference to be completed by adding coil voltage code TeSys Deca Power Contactors (4 Pole AC & DC Control) • Conformance to IEC, UL, CSA • Available with AC (50/60Hz Dual freq
Schneider | TeSys Deca Model Mechanical Latch Blocks | LC1D | LC1DT20 | 8610 | INR | INDIA | 2025-07-15 | Schneider Switching & Controlling Pricelist WEF 15th Jul 25 | 633 | T039 | TeSys Deca Model Mechanical Latch Blocks
Schneider | Contactors Instantaneous Auxiliary Contacts Time delay Front mounted Front Mounted Type Number of Poles and Size Side mounted 1 contact 2 contact 4 contacts | LC1D | LC1DT20 | 1 | INR | INDIA | 2025-07-15 | Schneider Switching & Controlling Pricelist WEF 15th Jul 25 | 692 | T041 | Contactors Instantaneous Auxiliary Contacts Time delay Front mounted Front Mounted Type Number of Poles and Size Side mounted 1 contact 2 contact 4 contacts
Schneider | Contactors Instantaneous Auxiliary Contacts Time delay Front mounted Front Mounted Type Number of Poles and Size Side mounted 1 contact 2 contact 4 contacts | LC1D | LC1DT20 | 1 | INR | INDIA | 2025-07-15 | Schneider Switching & Controlling Pricelist WEF 15th Jul 25 | 700 | T041 | Contactors Instantaneous Auxiliary Contacts Time delay Front mounted Front Mounted Type Number of Poles and Size Side mounted 1 contact 2 contact 4 contacts
Schneider | Contactors Instantaneous Auxiliary Contacts Time delay Front mounted Front Mounted Type Number of Poles and Size Side mounted 1 contact 2 contact 4 contacts | LC1D | LC1DT20 | 1 | INR | INDIA | 2025-07-15 | Schneider Switching & Controlling Pricelist WEF 15th Jul 25 | 705 | T041 | Contactors Instantaneous Auxiliary Contacts Time delay Front mounted Front Mounted Type Number of Poles and Size Side mounted 1 contact 2 contact 4 contacts
Schneider | TeSys Deca Advanced Power Contactors (4 Pole AC & DC Control) | LC1D | LC1DT200A | 47305 | INR | INDIA | 2025-07-15 | Schneider Switching & Controlling Pricelist WEF 15th Jul 25 | 551 | T033 | TeSys Deca Advanced Power Contactors (4 Pole AC & DC Control)
Schneider | For other coil voltage ratings contactors, please contact Customer Care. * Reference to be completed by adding coil voltage code TeSys Deca Power Contactors (4 Pole AC & DC Control) • Conformance to IEC, UL, CSA • Available with AC (50/60Hz Dual freq | LC1D | LC1DT25 | 4905 | INR | INDIA | 2025-07-15 | Schneider Switching & Controlling Pricelist WEF 15th Jul 25 | 473 | T031 | For other coil voltage ratings contactors, please contact Customer Care. * Reference to be completed by adding coil voltage code TeSys Deca Power Contactors (4 Pole AC & DC Control) • Conformance to IEC, UL, CSA • Available with AC (50/60Hz Dual freq
Schneider | For other coil voltage ratings contactors, please contact Customer Care. * Reference to be completed by adding coil voltage code TeSys Deca Power Contactors (4 Pole AC & DC Control) • Conformance to IEC, UL, CSA • Available with AC (50/60Hz Dual freq | LC1D | LC1DT32 | 5390 | INR | INDIA | 2025-07-15 | Schneider Switching & Controlling Pricelist WEF 15th Jul 25 | 475 | T031 | For other coil voltage ratings contactors, please contact Customer Care. * Reference to be completed by adding coil voltage code TeSys Deca Power Contactors (4 Pole AC & DC Control) • Conformance to IEC, UL, CSA • Available with AC (50/60Hz Dual freq
Schneider | For other coil voltage ratings contactors, please contact Customer Care. * Reference to be completed by adding coil voltage code TeSys Deca Power Contactors (4 Pole AC & DC Control) • Conformance to IEC, UL, CSA • Available with AC (50/60Hz Dual freq | LC1D | LC1DT40 | 8450 | INR | INDIA | 2025-07-15 | Schneider Switching & Controlling Pricelist WEF 15th Jul 25 | 477 | T031 | For other coil voltage ratings contactors, please contact Customer Care. * Reference to be completed by adding coil voltage code TeSys Deca Power Contactors (4 Pole AC & DC Control) • Conformance to IEC, UL, CSA • Available with AC (50/60Hz Dual freq
Schneider | For other coil voltage ratings contactors, please contact Customer Care. * Reference to be completed by adding coil voltage code TeSys Deca Power Contactors (4 Pole AC & DC Control) • Conformance to IEC, UL, CSA • Available with AC (50/60Hz Dual freq | LC1D | LC1DT60A | 16910 | INR | INDIA | 2025-07-15 | Schneider Switching & Controlling Pricelist WEF 15th Jul 25 | 479 | T031 | For other coil voltage ratings contactors, please contact Customer Care. * Reference to be completed by adding coil voltage code TeSys Deca Power Contactors (4 Pole AC & DC Control) • Conformance to IEC, UL, CSA • Available with AC (50/60Hz Dual freq
Schneider | TeSys Deca Advanced Power Contactors (4 Pole AC & DC Control) | LC1D | LC1DT60A | 16910 | INR | INDIA | 2025-07-15 | Schneider Switching & Controlling Pricelist WEF 15th Jul 25 | 549 | T033 | TeSys Deca Advanced Power Contactors (4 Pole AC & DC Control)
Schneider | LC1D115A - 150A BNE EHE KUE LSE | LC1D | LC1DT60A | 24 | INR | INDIA | 2025-07-15 | Schneider Switching & Controlling Pricelist WEF 15th Jul 25 | 560 | T033 | LC1D115A - 150A BNE EHE KUE LSE
Schneider | Type Voltage (V) 24 110 220 415 | LC1D | LC1DT60A | 7777 | INR | INDIA | 2025-07-15 | Schneider Switching & Controlling Pricelist WEF 15th Jul 25 | 653 | T039 | Type Voltage (V) 24 110 220 415
Schneider | Contactors Instantaneous Auxiliary Contacts Time delay Front mounted Front Mounted Type Number of Poles and Size Side mounted 1 contact 2 contact 4 contacts | LC1D | LC1DT60A | 11 | INR | INDIA | 2025-07-15 | Schneider Switching & Controlling Pricelist WEF 15th Jul 25 | 693 | T041 | Contactors Instantaneous Auxiliary Contacts Time delay Front mounted Front Mounted Type Number of Poles and Size Side mounted 1 contact 2 contact 4 contacts
Schneider | Contactors Instantaneous Auxiliary Contacts Time delay Front mounted Front Mounted Type Number of Poles and Size Side mounted 1 contact 2 contact 4 contacts | LC1D | LC1DT60A | 1 | INR | INDIA | 2025-07-15 | Schneider Switching & Controlling Pricelist WEF 15th Jul 25 | 701 | T041 | Contactors Instantaneous Auxiliary Contacts Time delay Front mounted Front Mounted Type Number of Poles and Size Side mounted 1 contact 2 contact 4 contacts
Schneider | For other coil voltage ratings contactors, please contact Customer Care. * Reference to be completed by adding coil voltage code TeSys Deca Power Contactors (4 Pole AC & DC Control) • Conformance to IEC, UL, CSA • Available with AC (50/60Hz Dual freq | LC1D | LC1DT80A | 25225 | INR | INDIA | 2025-07-15 | Schneider Switching & Controlling Pricelist WEF 15th Jul 25 | 481 | T031 | For other coil voltage ratings contactors, please contact Customer Care. * Reference to be completed by adding coil voltage code TeSys Deca Power Contactors (4 Pole AC & DC Control) • Conformance to IEC, UL, CSA • Available with AC (50/60Hz Dual freq
Schneider | TeSys Deca Advanced Power Contactors (4 Pole AC & DC Control) | LC1D | LC1DT80A | 25225 | INR | INDIA | 2025-07-15 | Schneider Switching & Controlling Pricelist WEF 15th Jul 25 | 550 | T033 | TeSys Deca Advanced Power Contactors (4 Pole AC & DC Control)
Schneider | Capacitor Duty Contactor | LC1D | LC1DTK | 3193031930 | INR | INDIA | 2025-07-15 | Schneider Switching & Controlling Pricelist WEF 15th Jul 25 | 399 | T024 | Capacitor Duty Contactor
Schneider | Capacitor Duty Contactor | LC1D | LC1DWK12 | 3594535945 | INR | INDIA | 2025-07-15 | Schneider Switching & Controlling Pricelist WEF 15th Jul 25 | 400 | T024 | Capacitor Duty Contactor
Schneider | For other coil voltage ratings contactors, please contact Customer Care. * Reference to be completed by adding coil voltage code TeSys Deca Power Contactors (4 Pole AC & DC Control) • Conformance to IEC, UL, CSA • Available with AC (50/60Hz Dual freq | LC1D | LP1D40008 | 22220 | INR | INDIA | 2025-07-15 | Schneider Switching & Controlling Pricelist WEF 15th Jul 25 | 480 | T031 | For other coil voltage ratings contactors, please contact Customer Care. * Reference to be completed by adding coil voltage code TeSys Deca Power Contactors (4 Pole AC & DC Control) • Conformance to IEC, UL, CSA • Available with AC (50/60Hz Dual freq
Schneider | For other coil voltage ratings contactors, please contact Customer Care. * Reference to be completed by adding coil voltage code TeSys Deca Power Contactors (4 Pole AC & DC Control) • Conformance to IEC, UL, CSA • Available with AC (50/60Hz Dual freq | LC1D | LP1D65008 | 29875 | INR | INDIA | 2025-07-15 | Schneider Switching & Controlling Pricelist WEF 15th Jul 25 | 482 | T031 | For other coil voltage ratings contactors, please contact Customer Care. * Reference to be completed by adding coil voltage code TeSys Deca Power Contactors (4 Pole AC & DC Control) • Conformance to IEC, UL, CSA • Available with AC (50/60Hz Dual freq
Schneider | For other coil voltage ratings contactors, please contact Customer Care. * Reference to be completed by adding coil voltage code TeSys Deca Power Contactors (4 Pole AC & DC Control) • Conformance to IEC, UL, CSA • Available with AC (50/60Hz Dual freq | LC1D | LP1D80004 | 32360 | INR | INDIA | 2025-07-15 | Schneider Switching & Controlling Pricelist WEF 15th Jul 25 | 483 | T031 | For other coil voltage ratings contactors, please contact Customer Care. * Reference to be completed by adding coil voltage code TeSys Deca Power Contactors (4 Pole AC & DC Control) • Conformance to IEC, UL, CSA • Available with AC (50/60Hz Dual freq
Schneider | For other coil voltage ratings contactors, please contact Customer Care. * Reference to be completed by adding coil voltage code TeSys Deca Power Contactors (4 Pole AC & DC Control) • Conformance to IEC, UL, CSA • Available with AC (50/60Hz Dual freq | LC1D | LP1D80008 | 37335 | INR | INDIA | 2025-07-15 | Schneider Switching & Controlling Pricelist WEF 15th Jul 25 | 484 | T031 | For other coil voltage ratings contactors, please contact Customer Care. * Reference to be completed by adding coil voltage code TeSys Deca Power Contactors (4 Pole AC & DC Control) • Conformance to IEC, UL, CSA • Available with AC (50/60Hz Dual freq
Schneider | Accessories - For TeSys Contactors | LC1E | LC1E06 | 2 | INR | INDIA | 2025-07-15 | Schneider Switching & Controlling Pricelist WEF 15th Jul 25 | 140 | T007 | Accessories - For TeSys Contactors
Schneider | Description | LC1E | LC1E06 | 1 | INR | INDIA | 2025-07-15 | Schneider Switching & Controlling Pricelist WEF 15th Jul 25 | 150 | T009 | Description
Schneider | 3 Pole Accessories Compatibility 4 Pole Accessories Compatibility | LC1E | LC1E06 | 11 | INR | INDIA | 2025-07-15 | Schneider Switching & Controlling Pricelist WEF 15th Jul 25 | 161 | T009 | 3 Pole Accessories Compatibility 4 Pole Accessories Compatibility
Schneider | 3 Pole Accessories Compatibility 4 Pole Accessories Compatibility | LC1E | LC1E06 | 1 | INR | INDIA | 2025-07-15 | Schneider Switching & Controlling Pricelist WEF 15th Jul 25 | 183 | T009 | 3 Pole Accessories Compatibility 4 Pole Accessories Compatibility
Schneider | Control Relays - CAE, Conformance to IEC60947-5-1, CE Marking Spare Coil for Contactors | LC1E | LC1E0600 | 1 | INR | INDIA | 2025-07-15 | Schneider Switching & Controlling Pricelist WEF 15th Jul 25 | 130 | T006 | Control Relays - CAE, Conformance to IEC60947-5-1, CE Marking Spare Coil for Contactors
Schneider | Accessories - For TeSys Contactors | LC1E | LC1E0600 | 2 | INR | INDIA | 2025-07-15 | Schneider Switching & Controlling Pricelist WEF 15th Jul 25 | 140 | T007 | Accessories - For TeSys Contactors
Schneider | Description | LC1E | LC1E0600 | 1 | INR | INDIA | 2025-07-15 | Schneider Switching & Controlling Pricelist WEF 15th Jul 25 | 150 | T009 | Description
Schneider | [Ie] Rated Operational Motor Power at 415V, 3Ph, Auxiliary Contacts Unit MRP [`] Frame Current 50Hz Reference | LC1E | LC1E0601 | 1580 | INR | INDIA | 2025-07-15 | Schneider Switching & Controlling Pricelist WEF 15th Jul 25 | 43 | T001 | [Ie] Rated Operational Motor Power at 415V, 3Ph, Auxiliary Contacts Unit MRP [`] Frame Current 50Hz Reference
Schneider | [Ie] Rated Operational Current Motor Power at 415V, 3Ph, Auxiliary Contacts Unit MRP Frame 50Hz Reference [`] | LC1E | LC1E0601 | 2875 | INR | INDIA | 2025-07-15 | Schneider Switching & Controlling Pricelist WEF 15th Jul 25 | 85 | T003 | [Ie] Rated Operational Current Motor Power at 415V, 3Ph, Auxiliary Contacts Unit MRP Frame 50Hz Reference [`]
Schneider | [Ie] Rated Operational Motor Power at 415V, 3Ph, Auxiliary Contacts Unit MRP [`] Frame Current 50Hz Reference | LC1E | LC1E0610 | 1580 | INR | INDIA | 2025-07-15 | Schneider Switching & Controlling Pricelist WEF 15th Jul 25 | 44 | T001 | [Ie] Rated Operational Motor Power at 415V, 3Ph, Auxiliary Contacts Unit MRP [`] Frame Current 50Hz Reference
Schneider | [Ie] Rated Operational Current Motor Power at 415V, 3Ph, Auxiliary Contacts Unit MRP Frame 50Hz Reference [`] | LC1E | LC1E0610 | 2875 | INR | INDIA | 2025-07-15 | Schneider Switching & Controlling Pricelist WEF 15th Jul 25 | 86 | T003 | [Ie] Rated Operational Current Motor Power at 415V, 3Ph, Auxiliary Contacts Unit MRP Frame 50Hz Reference [`]
Schneider | [Ie] Rated Operational Motor Power at 415V, 3Ph, Auxiliary Contacts Unit MRP [`] Frame Current 50Hz Reference | LC1E | LC1E0901 | 1620 | INR | INDIA | 2025-07-15 | Schneider Switching & Controlling Pricelist WEF 15th Jul 25 | 45 | T001 | [Ie] Rated Operational Motor Power at 415V, 3Ph, Auxiliary Contacts Unit MRP [`] Frame Current 50Hz Reference
Schneider | [Ie] Rated Operational Current Motor Power at 415V, 3Ph, Auxiliary Contacts Unit MRP Frame 50Hz Reference [`] | LC1E | LC1E0901 | 2875 | INR | INDIA | 2025-07-15 | Schneider Switching & Controlling Pricelist WEF 15th Jul 25 | 87 | T003 | [Ie] Rated Operational Current Motor Power at 415V, 3Ph, Auxiliary Contacts Unit MRP Frame 50Hz Reference [`]
Schneider | [Ie] Rated Operational Motor Power at 415V, 3Ph, Auxiliary Contacts Unit MRP [`] Frame Current 50Hz Reference | LC1E | LC1E0910 | 1620 | INR | INDIA | 2025-07-15 | Schneider Switching & Controlling Pricelist WEF 15th Jul 25 | 46 | T001 | [Ie] Rated Operational Motor Power at 415V, 3Ph, Auxiliary Contacts Unit MRP [`] Frame Current 50Hz Reference
Schneider | [Ie] Rated Operational Current Motor Power at 415V, 3Ph, Auxiliary Contacts Unit MRP Frame 50Hz Reference [`] | LC1E | LC1E0910 | 2875 | INR | INDIA | 2025-07-15 | Schneider Switching & Controlling Pricelist WEF 15th Jul 25 | 88 | T003 | [Ie] Rated Operational Current Motor Power at 415V, 3Ph, Auxiliary Contacts Unit MRP Frame 50Hz Reference [`]
Schneider | [Ie] Rated Operational Motor Power at 415V, Auxiliary Unit MRP [`] Frame Current 3Ph, 50Hz Contacts Reference | LC1E | LC1E120 | 29190 | INR | INDIA | 2025-07-15 | Schneider Switching & Controlling Pricelist WEF 15th Jul 25 | 68 | T002 | [Ie] Rated Operational Motor Power at 415V, Auxiliary Unit MRP [`] Frame Current 3Ph, 50Hz Contacts Reference
Schneider | Description | LC1E | LC1E120 | 5 | INR | INDIA | 2025-07-15 | Schneider Switching & Controlling Pricelist WEF 15th Jul 25 | 152 | T009 | Description
Schneider | [Ie] Rated Operational Motor Power at 415V, 3Ph, Auxiliary Contacts Unit MRP [`] Frame Current 50Hz Reference | LC1E | LC1E1201 | 1850 | INR | INDIA | 2025-07-15 | Schneider Switching & Controlling Pricelist WEF 15th Jul 25 | 47 | T001 | [Ie] Rated Operational Motor Power at 415V, 3Ph, Auxiliary Contacts Unit MRP [`] Frame Current 50Hz Reference
Schneider | [Ie] Rated Operational Current Motor Power at 415V, 3Ph, Auxiliary Contacts Unit MRP Frame 50Hz Reference [`] | LC1E | LC1E1201 | 2975 | INR | INDIA | 2025-07-15 | Schneider Switching & Controlling Pricelist WEF 15th Jul 25 | 89 | T003 | [Ie] Rated Operational Current Motor Power at 415V, 3Ph, Auxiliary Contacts Unit MRP Frame 50Hz Reference [`]
Schneider | [Ie] Rated Operational Motor Power at 415V, 3Ph, Auxiliary Contacts Unit MRP [`] Frame Current 50Hz Reference | LC1E | LC1E1210 | 1850 | INR | INDIA | 2025-07-15 | Schneider Switching & Controlling Pricelist WEF 15th Jul 25 | 48 | T001 | [Ie] Rated Operational Motor Power at 415V, 3Ph, Auxiliary Contacts Unit MRP [`] Frame Current 50Hz Reference
Schneider | [Ie] Rated Operational Current Motor Power at 415V, 3Ph, Auxiliary Contacts Unit MRP Frame 50Hz Reference [`] | LC1E | LC1E1210 | 2975 | INR | INDIA | 2025-07-15 | Schneider Switching & Controlling Pricelist WEF 15th Jul 25 | 90 | T003 | [Ie] Rated Operational Current Motor Power at 415V, 3Ph, Auxiliary Contacts Unit MRP Frame 50Hz Reference [`]
Schneider | [Ie] Rated Operational Motor Power at 415V, Auxiliary Unit MRP [`] Frame Current 3Ph, 50Hz Contacts Reference | LC1E | LC1E160 | 38540 | INR | INDIA | 2025-07-15 | Schneider Switching & Controlling Pricelist WEF 15th Jul 25 | 69 | T002 | [Ie] Rated Operational Motor Power at 415V, Auxiliary Unit MRP [`] Frame Current 3Ph, 50Hz Contacts Reference
Schneider | Control Relays - CAE, Conformance to IEC60947-5-1, CE Marking Spare Coil for Contactors | LC1E | LC1E1800 | 1 | INR | INDIA | 2025-07-15 | Schneider Switching & Controlling Pricelist WEF 15th Jul 25 | 130 | T006 | Control Relays - CAE, Conformance to IEC60947-5-1, CE Marking Spare Coil for Contactors
Schneider | [Ie] Rated Operational Motor Power at 415V, 3Ph, Auxiliary Contacts Unit MRP [`] Frame Current 50Hz Reference | LC1E | LC1E1801 | 2135 | INR | INDIA | 2025-07-15 | Schneider Switching & Controlling Pricelist WEF 15th Jul 25 | 49 | T001 | [Ie] Rated Operational Motor Power at 415V, 3Ph, Auxiliary Contacts Unit MRP [`] Frame Current 50Hz Reference
Schneider | [Ie] Rated Operational Current Motor Power at 415V, 3Ph, Auxiliary Contacts Unit MRP Frame 50Hz Reference [`] | LC1E | LC1E1801 | 3470 | INR | INDIA | 2025-07-15 | Schneider Switching & Controlling Pricelist WEF 15th Jul 25 | 91 | T003 | [Ie] Rated Operational Current Motor Power at 415V, 3Ph, Auxiliary Contacts Unit MRP Frame 50Hz Reference [`]
Schneider | [Ie] Rated Operational Motor Power at 415V, 3Ph, Auxiliary Contacts Unit MRP [`] Frame Current 50Hz Reference | LC1E | LC1E1810 | 2135 | INR | INDIA | 2025-07-15 | Schneider Switching & Controlling Pricelist WEF 15th Jul 25 | 50 | T001 | [Ie] Rated Operational Motor Power at 415V, 3Ph, Auxiliary Contacts Unit MRP [`] Frame Current 50Hz Reference
Schneider | [Ie] Rated Operational Current Motor Power at 415V, 3Ph, Auxiliary Contacts Unit MRP Frame 50Hz Reference [`] | LC1E | LC1E1810 | 3470 | INR | INDIA | 2025-07-15 | Schneider Switching & Controlling Pricelist WEF 15th Jul 25 | 92 | T003 | [Ie] Rated Operational Current Motor Power at 415V, 3Ph, Auxiliary Contacts Unit MRP Frame 50Hz Reference [`]
Schneider | [Ie] Rated Operational Motor Power at 415V, Auxiliary Unit MRP [`] Frame Current 3Ph, 50Hz Contacts Reference | LC1E | LC1E200 | 53050 | INR | INDIA | 2025-07-15 | Schneider Switching & Controlling Pricelist WEF 15th Jul 25 | 70 | T002 | [Ie] Rated Operational Motor Power at 415V, Auxiliary Unit MRP [`] Frame Current 3Ph, 50Hz Contacts Reference
Schneider | Description | LC1E | LC1E200 | 6 | INR | INDIA | 2025-07-15 | Schneider Switching & Controlling Pricelist WEF 15th Jul 25 | 153 | T009 | Description
Schneider | 3 Pole Accessories Compatibility 4 Pole Accessories Compatibility | LC1E | LC1E200 | 2 | INR | INDIA | 2025-07-15 | Schneider Switching & Controlling Pricelist WEF 15th Jul 25 | 176 | T009 | 3 Pole Accessories Compatibility 4 Pole Accessories Compatibility
Schneider | Accessories - For TeSys Contactors | LC1E | LC1E25 | 0 | INR | INDIA | 2025-07-15 | Schneider Switching & Controlling Pricelist WEF 15th Jul 25 | 143 | T007 | Accessories - For TeSys Contactors
Schneider | 3 Pole Accessories Compatibility 4 Pole Accessories Compatibility | LC1E | LC1E25 | 1 | INR | INDIA | 2025-07-15 | Schneider Switching & Controlling Pricelist WEF 15th Jul 25 | 165 | T009 | 3 Pole Accessories Compatibility 4 Pole Accessories Compatibility
Schneider | [Ie] Rated Operational Motor Power at 415V, Auxiliary Unit MRP [`] Frame Current 3Ph, 50Hz Contacts Reference | LC1E | LC1E250 | 82625 | INR | INDIA | 2025-07-15 | Schneider Switching & Controlling Pricelist WEF 15th Jul 25 | 71 | T002 | [Ie] Rated Operational Motor Power at 415V, Auxiliary Unit MRP [`] Frame Current 3Ph, 50Hz Contacts Reference
Schneider | Control Relays - CAE, Conformance to IEC60947-5-1, CE Marking Spare Coil for Contactors | LC1E | LC1E2500 | 2 | INR | INDIA | 2025-07-15 | Schneider Switching & Controlling Pricelist WEF 15th Jul 25 | 131 | T006 | Control Relays - CAE, Conformance to IEC60947-5-1, CE Marking Spare Coil for Contactors
Schneider | [Ie] Rated Operational Motor Power at 415V, 3Ph, Auxiliary Contacts Unit MRP [`] Frame Current 50Hz Reference | LC1E | LC1E2501 | 2905 | INR | INDIA | 2025-07-15 | Schneider Switching & Controlling Pricelist WEF 15th Jul 25 | 51 | T001 | [Ie] Rated Operational Motor Power at 415V, 3Ph, Auxiliary Contacts Unit MRP [`] Frame Current 50Hz Reference
Schneider | [Ie] Rated Operational Current Motor Power at 415V, 3Ph, Auxiliary Contacts Unit MRP Frame 50Hz Reference [`] | LC1E | LC1E2501 | 4760 | INR | INDIA | 2025-07-15 | Schneider Switching & Controlling Pricelist WEF 15th Jul 25 | 93 | T003 | [Ie] Rated Operational Current Motor Power at 415V, 3Ph, Auxiliary Contacts Unit MRP Frame 50Hz Reference [`]
Schneider | [Ie] Rated Operational Motor Power at 415V, 3Ph, Auxiliary Contacts Unit MRP [`] Frame Current 50Hz Reference | LC1E | LC1E2510 | 2905 | INR | INDIA | 2025-07-15 | Schneider Switching & Controlling Pricelist WEF 15th Jul 25 | 52 | T001 | [Ie] Rated Operational Motor Power at 415V, 3Ph, Auxiliary Contacts Unit MRP [`] Frame Current 50Hz Reference
Schneider | [Ie] Rated Operational Current Motor Power at 415V, 3Ph, Auxiliary Contacts Unit MRP Frame 50Hz Reference [`] | LC1E | LC1E2510 | 4760 | INR | INDIA | 2025-07-15 | Schneider Switching & Controlling Pricelist WEF 15th Jul 25 | 94 | T003 | [Ie] Rated Operational Current Motor Power at 415V, 3Ph, Auxiliary Contacts Unit MRP Frame 50Hz Reference [`]
Schneider | [Ie] Rated Operational Motor Power at 415V, Auxiliary Unit MRP [`] Frame Current 3Ph, 50Hz Contacts Reference | LC1E | LC1E300 | 86065 | INR | INDIA | 2025-07-15 | Schneider Switching & Controlling Pricelist WEF 15th Jul 25 | 72 | T002 | [Ie] Rated Operational Motor Power at 415V, Auxiliary Unit MRP [`] Frame Current 3Ph, 50Hz Contacts Reference
Schneider | [Ie] Rated Operational Motor Power at 415V, 3Ph, Auxiliary Contacts Unit MRP [`] Frame Current 50Hz Reference | LC1E | LC1E3201 | 6090 | INR | INDIA | 2025-07-15 | Schneider Switching & Controlling Pricelist WEF 15th Jul 25 | 53 | T001 | [Ie] Rated Operational Motor Power at 415V, 3Ph, Auxiliary Contacts Unit MRP [`] Frame Current 50Hz Reference
Schneider | [Ie] Rated Operational Current Motor Power at 415V, 3Ph, Auxiliary Contacts Unit MRP Frame 50Hz Reference [`] | LC1E | LC1E3201 | 10415 | INR | INDIA | 2025-07-15 | Schneider Switching & Controlling Pricelist WEF 15th Jul 25 | 95 | T003 | [Ie] Rated Operational Current Motor Power at 415V, 3Ph, Auxiliary Contacts Unit MRP Frame 50Hz Reference [`]
Schneider | [Ie] Rated Operational Motor Power at 415V, 3Ph, Auxiliary Contacts Unit MRP [`] Frame Current 50Hz Reference | LC1E | LC1E3210 | 6090 | INR | INDIA | 2025-07-15 | Schneider Switching & Controlling Pricelist WEF 15th Jul 25 | 54 | T001 | [Ie] Rated Operational Motor Power at 415V, 3Ph, Auxiliary Contacts Unit MRP [`] Frame Current 50Hz Reference
Schneider | [Ie] Rated Operational Current Motor Power at 415V, 3Ph, Auxiliary Contacts Unit MRP Frame 50Hz Reference [`] | LC1E | LC1E3210 | 10415 | INR | INDIA | 2025-07-15 | Schneider Switching & Controlling Pricelist WEF 15th Jul 25 | 96 | T003 | [Ie] Rated Operational Current Motor Power at 415V, 3Ph, Auxiliary Contacts Unit MRP Frame 50Hz Reference [`]
Schneider | Control Relays - CAE, Conformance to IEC60947-5-1, CE Marking Spare Coil for Contactors | LC1E | LC1E3800 | 2 | INR | INDIA | 2025-07-15 | Schneider Switching & Controlling Pricelist WEF 15th Jul 25 | 131 | T006 | Control Relays - CAE, Conformance to IEC60947-5-1, CE Marking Spare Coil for Contactors
Schneider | [Ie] Rated Operational Motor Power at 415V, 3Ph, Auxiliary Contacts Unit MRP [`] Frame Current 50Hz Reference | LC1E | LC1E3801 | 7105 | INR | INDIA | 2025-07-15 | Schneider Switching & Controlling Pricelist WEF 15th Jul 25 | 55 | T001 | [Ie] Rated Operational Motor Power at 415V, 3Ph, Auxiliary Contacts Unit MRP [`] Frame Current 50Hz Reference
Schneider | [Ie] Rated Operational Current Motor Power at 415V, 3Ph, Auxiliary Contacts Unit MRP Frame 50Hz Reference [`] | LC1E | LC1E3801 | 11905 | INR | INDIA | 2025-07-15 | Schneider Switching & Controlling Pricelist WEF 15th Jul 25 | 97 | T003 | [Ie] Rated Operational Current Motor Power at 415V, 3Ph, Auxiliary Contacts Unit MRP Frame 50Hz Reference [`]
Schneider | [Ie] Rated Operational Motor Power at 415V, 3Ph, Auxiliary Contacts Unit MRP [`] Frame Current 50Hz Reference | LC1E | LC1E3810 | 7105 | INR | INDIA | 2025-07-15 | Schneider Switching & Controlling Pricelist WEF 15th Jul 25 | 56 | T001 | [Ie] Rated Operational Motor Power at 415V, 3Ph, Auxiliary Contacts Unit MRP [`] Frame Current 50Hz Reference
Schneider | [Ie] Rated Operational Current Motor Power at 415V, 3Ph, Auxiliary Contacts Unit MRP Frame 50Hz Reference [`] | LC1E | LC1E3810 | 11905 | INR | INDIA | 2025-07-15 | Schneider Switching & Controlling Pricelist WEF 15th Jul 25 | 98 | T003 | [Ie] Rated Operational Current Motor Power at 415V, 3Ph, Auxiliary Contacts Unit MRP Frame 50Hz Reference [`]
Schneider | [Ie] Rated Operational Motor Power at 415V, 3Ph, Auxiliary Contacts Unit MRP [`] Frame Current 50Hz Reference | LC1E | LC1E40 | 9535 | INR | INDIA | 2025-07-15 | Schneider Switching & Controlling Pricelist WEF 15th Jul 25 | 59 | T001 | [Ie] Rated Operational Motor Power at 415V, 3Ph, Auxiliary Contacts Unit MRP [`] Frame Current 50Hz Reference
Schneider | [Ie] Rated Operational Current Motor Power at 415V, 3Ph, Auxiliary Contacts Unit MRP Frame 50Hz Reference [`] | LC1E | LC1E40 | 19280 | INR | INDIA | 2025-07-15 | Schneider Switching & Controlling Pricelist WEF 15th Jul 25 | 99 | T003 | [Ie] Rated Operational Current Motor Power at 415V, 3Ph, Auxiliary Contacts Unit MRP Frame 50Hz Reference [`]
Schneider | 3 Pole Accessories Compatibility 4 Pole Accessories Compatibility | LC1E | LC1E40 | 11 | INR | INDIA | 2025-07-15 | Schneider Switching & Controlling Pricelist WEF 15th Jul 25 | 169 | T009 | 3 Pole Accessories Compatibility 4 Pole Accessories Compatibility
Schneider | [Ie] Rated Operational Motor Power at 415V, Auxiliary Unit MRP [`] Frame Current 3Ph, 50Hz Contacts Reference | LC1E | LC1E400 | 107405 | INR | INDIA | 2025-07-15 | Schneider Switching & Controlling Pricelist WEF 15th Jul 25 | 73 | T002 | [Ie] Rated Operational Motor Power at 415V, Auxiliary Unit MRP [`] Frame Current 3Ph, 50Hz Contacts Reference
Schneider | Control Relays - CAE, Conformance to IEC60947-5-1, CE Marking Spare Coil for Contactors | LC1E | LC1E4000 | 4 | INR | INDIA | 2025-07-15 | Schneider Switching & Controlling Pricelist WEF 15th Jul 25 | 132 | T006 | Control Relays - CAE, Conformance to IEC60947-5-1, CE Marking Spare Coil for Contactors
Schneider | Description | LC1E | LC1E4000 | 4 | INR | INDIA | 2025-07-15 | Schneider Switching & Controlling Pricelist WEF 15th Jul 25 | 151 | T009 | Description
Schneider | [Ie] Rated Operational Motor Power at 415V, 3Ph, Auxiliary Contacts Unit MRP [`] Frame Current 50Hz Reference | LC1E | LC1E40B01 | 7680 | INR | INDIA | 2025-07-15 | Schneider Switching & Controlling Pricelist WEF 15th Jul 25 | 57 | T001 | [Ie] Rated Operational Motor Power at 415V, 3Ph, Auxiliary Contacts Unit MRP [`] Frame Current 50Hz Reference
Schneider | [Ie] Rated Operational Motor Power at 415V, 3Ph, Auxiliary Contacts Unit MRP [`] Frame Current 50Hz Reference | LC1E | LC1E40B10 | 7680 | INR | INDIA | 2025-07-15 | Schneider Switching & Controlling Pricelist WEF 15th Jul 25 | 58 | T001 | [Ie] Rated Operational Motor Power at 415V, 3Ph, Auxiliary Contacts Unit MRP [`] Frame Current 50Hz Reference
Schneider | [Ie] Rated Operational Motor Power at 415V, 3Ph, Auxiliary Contacts Unit MRP [`] Frame Current 50Hz Reference | LC1E | LC1E50 | 11605 | INR | INDIA | 2025-07-15 | Schneider Switching & Controlling Pricelist WEF 15th Jul 25 | 60 | T001 | [Ie] Rated Operational Motor Power at 415V, 3Ph, Auxiliary Contacts Unit MRP [`] Frame Current 50Hz Reference
Schneider | [Ie] Rated Operational Current Motor Power at 415V, 3Ph, Auxiliary Contacts Unit MRP Frame 50Hz Reference [`] | LC1E | LC1E50 | 19485 | INR | INDIA | 2025-07-15 | Schneider Switching & Controlling Pricelist WEF 15th Jul 25 | 100 | T003 | [Ie] Rated Operational Current Motor Power at 415V, 3Ph, Auxiliary Contacts Unit MRP Frame 50Hz Reference [`]
Schneider | [Ie] Rated Operational Motor Power at 415V, Auxiliary Unit MRP [`] Frame Current 3Ph, 50Hz Contacts Reference | LC1E | LC1E500 | 151285 | INR | INDIA | 2025-07-15 | Schneider Switching & Controlling Pricelist WEF 15th Jul 25 | 74 | T002 | [Ie] Rated Operational Motor Power at 415V, Auxiliary Unit MRP [`] Frame Current 3Ph, 50Hz Contacts Reference
Schneider | [Ie] Rated Operational Motor Power at 415V, 3Ph, Auxiliary Contacts Unit MRP [`] Frame Current 50Hz Reference | LC1E | LC1E65 | 15720 | INR | INDIA | 2025-07-15 | Schneider Switching & Controlling Pricelist WEF 15th Jul 25 | 61 | T001 | [Ie] Rated Operational Motor Power at 415V, 3Ph, Auxiliary Contacts Unit MRP [`] Frame Current 50Hz Reference
Schneider | [Ie] Rated Operational Current Motor Power at 415V, 3Ph, Auxiliary Contacts Unit MRP Frame 50Hz Reference [`] | LC1E | LC1E65 | 20385 | INR | INDIA | 2025-07-15 | Schneider Switching & Controlling Pricelist WEF 15th Jul 25 | 101 | T003 | [Ie] Rated Operational Current Motor Power at 415V, 3Ph, Auxiliary Contacts Unit MRP Frame 50Hz Reference [`]
Schneider | [Ie] Rated Operational Motor Power at 415V, 3Ph, Auxiliary Contacts Unit MRP [`] Frame Current 50Hz Reference | LC1E | LC1E80 | 20445 | INR | INDIA | 2025-07-15 | Schneider Switching & Controlling Pricelist WEF 15th Jul 25 | 62 | T001 | [Ie] Rated Operational Motor Power at 415V, 3Ph, Auxiliary Contacts Unit MRP [`] Frame Current 50Hz Reference
Schneider | [Ie] Rated Operational Current Motor Power at 415V, 3Ph, Auxiliary Contacts Unit MRP Frame 50Hz Reference [`] | LC1E | LC1E80 | 26295 | INR | INDIA | 2025-07-15 | Schneider Switching & Controlling Pricelist WEF 15th Jul 25 | 102 | T003 | [Ie] Rated Operational Current Motor Power at 415V, 3Ph, Auxiliary Contacts Unit MRP Frame 50Hz Reference [`]
Schneider | Description | LC1E | LC1E80 | 4 | INR | INDIA | 2025-07-15 | Schneider Switching & Controlling Pricelist WEF 15th Jul 25 | 151 | T009 | Description
Schneider | [Ie] Rated Operational Motor Power at 415V, 3Ph, Auxiliary Contacts Unit MRP [`] Frame Current 50Hz Reference | LC1E | LC1E95 | 24500 | INR | INDIA | 2025-07-15 | Schneider Switching & Controlling Pricelist WEF 15th Jul 25 | 63 | T001 | [Ie] Rated Operational Motor Power at 415V, 3Ph, Auxiliary Contacts Unit MRP [`] Frame Current 50Hz Reference
Schneider | [Ie] Rated Operational Current Motor Power at 415V, 3Ph, Auxiliary Contacts Unit MRP Frame 50Hz Reference [`] | LC1E | LC1E95 | 28720 | INR | INDIA | 2025-07-15 | Schneider Switching & Controlling Pricelist WEF 15th Jul 25 | 103 | T003 | [Ie] Rated Operational Current Motor Power at 415V, 3Ph, Auxiliary Contacts Unit MRP Frame 50Hz Reference [`]
Schneider | Control Relays - CAE, Conformance to IEC60947-5-1, CE Marking Spare Coil for Contactors | LC1E | LC1E9500 | 4 | INR | INDIA | 2025-07-15 | Schneider Switching & Controlling Pricelist WEF 15th Jul 25 | 132 | T006 | Control Relays - CAE, Conformance to IEC60947-5-1, CE Marking Spare Coil for Contactors
Schneider | Description | LC1E | LC1E9500 | 4 | INR | INDIA | 2025-07-15 | Schneider Switching & Controlling Pricelist WEF 15th Jul 25 | 151 | T009 | Description
Schneider | *Note: For LR9D01 to LR9D32 - Terminal Block for Clip on Mounting LAD7B205. | LC1K | LC1K | 20307 | INR | INDIA | 2025-07-15 | Schneider Switching & Controlling Pricelist WEF 15th Jul 25 | 933 | T055 | *Note: For LR9D01 to LR9D32 - Terminal Block for Clip on Mounting LAD7B205.
Schneider | Motor Power (kW) | LC1K | LC1K0601 | 1830 | INR | INDIA | 2025-07-15 | Schneider Switching & Controlling Pricelist WEF 15th Jul 25 | 337 | T019 | Motor Power (kW)
Schneider | Motor Power (kW) | LC1K | LC1K0610 | 1830 | INR | INDIA | 2025-07-15 | Schneider Switching & Controlling Pricelist WEF 15th Jul 25 | 338 | T019 | Motor Power (kW)
Schneider | Motor Power (kW) | LC1K | LC1K0901 | 1915 | INR | INDIA | 2025-07-15 | Schneider Switching & Controlling Pricelist WEF 15th Jul 25 | 339 | T019 | Motor Power (kW)
Schneider | Motor Power (kW) | LC1K | LC1K0910 | 1915 | INR | INDIA | 2025-07-15 | Schneider Switching & Controlling Pricelist WEF 15th Jul 25 | 340 | T019 | Motor Power (kW)
Schneider | Motor Power (kW) | LC1K | LC1K1201 | 2165 | INR | INDIA | 2025-07-15 | Schneider Switching & Controlling Pricelist WEF 15th Jul 25 | 341 | T019 | Motor Power (kW)
Schneider | Motor Power (kW) | LC1K | LC1K1210 | 2165 | INR | INDIA | 2025-07-15 | Schneider Switching & Controlling Pricelist WEF 15th Jul 25 | 342 | T019 | Motor Power (kW)
Schneider | Motor Power (kW) | LC1K | LC1K1601 | 2560 | INR | INDIA | 2025-07-15 | Schneider Switching & Controlling Pricelist WEF 15th Jul 25 | 343 | T019 | Motor Power (kW)
Schneider | Motor Power (kW) | LC1K | LC1K1610 | 2560 | INR | INDIA | 2025-07-15 | Schneider Switching & Controlling Pricelist WEF 15th Jul 25 | 344 | T019 | Motor Power (kW)
Schneider | *Note: For LR9D01 to LR9D32 - Terminal Block for Clip on Mounting LAD7B205. | LP1K | LP1K | 20307 | INR | INDIA | 2025-07-15 | Schneider Switching & Controlling Pricelist WEF 15th Jul 25 | 933 | T055 | *Note: For LR9D01 to LR9D32 - Terminal Block for Clip on Mounting LAD7B205.
Schneider | Motor Power (kW) | LP1K | LP1K0601 | 2860 | INR | INDIA | 2025-07-15 | Schneider Switching & Controlling Pricelist WEF 15th Jul 25 | 337 | T019 | Motor Power (kW)
Schneider | Motor Power (kW) | LP1K | LP1K0610 | 2860 | INR | INDIA | 2025-07-15 | Schneider Switching & Controlling Pricelist WEF 15th Jul 25 | 338 | T019 | Motor Power (kW)
Schneider | Motor Power (kW) | LP1K | LP1K0901 | 3110 | INR | INDIA | 2025-07-15 | Schneider Switching & Controlling Pricelist WEF 15th Jul 25 | 339 | T019 | Motor Power (kW)
Schneider | Motor Power (kW) | LP1K | LP1K0910 | 3110 | INR | INDIA | 2025-07-15 | Schneider Switching & Controlling Pricelist WEF 15th Jul 25 | 340 | T019 | Motor Power (kW)
Schneider | Motor Power (kW) | LP1K | LP1K1201 | 3605 | INR | INDIA | 2025-07-15 | Schneider Switching & Controlling Pricelist WEF 15th Jul 25 | 341 | T019 | Motor Power (kW)
Schneider | Motor Power (kW) | LP1K | LP1K1210 | 3605 | INR | INDIA | 2025-07-15 | Schneider Switching & Controlling Pricelist WEF 15th Jul 25 | 342 | T019 | Motor Power (kW)
Schneider | No of Poles AC Control Unit MRP [`] DC Control Unit MRP [`] Reference B7 (24V) F7 (110V) M7 (220V) N7 (415V) Reference (4) BD (24V) FD (110V) MD (220V) | OTHER | CA2KN22 | 20852085 | INR | INDIA | 2025-07-15 | Schneider Switching & Controlling Pricelist WEF 15th Jul 25 | 326 | T017 | No of Poles AC Control Unit MRP [`] DC Control Unit MRP [`] Reference B7 (24V) F7 (110V) M7 (220V) N7 (415V) Reference (4) BD (24V) FD (110V) MD (220V)
Schneider | No of Poles AC Control Unit MRP [`] DC Control Unit MRP [`] Reference B7 (24V) F7 (110V) M7 (220V) N7 (415V) Reference (4) BD (24V) FD (110V) MD (220V) | OTHER | CA2KN31 | 20852085 | INR | INDIA | 2025-07-15 | Schneider Switching & Controlling Pricelist WEF 15th Jul 25 | 327 | T017 | No of Poles AC Control Unit MRP [`] DC Control Unit MRP [`] Reference B7 (24V) F7 (110V) M7 (220V) N7 (415V) Reference (4) BD (24V) FD (110V) MD (220V)
Schneider | No of Poles AC Control Unit MRP [`] DC Control Unit MRP [`] Reference B7 (24V) F7 (110V) M7 (220V) N7 (415V) Reference (4) BD (24V) FD (110V) MD (220V) | OTHER | CA2KN40 | 20852085 | INR | INDIA | 2025-07-15 | Schneider Switching & Controlling Pricelist WEF 15th Jul 25 | 328 | T017 | No of Poles AC Control Unit MRP [`] DC Control Unit MRP [`] Reference B7 (24V) F7 (110V) M7 (220V) N7 (415V) Reference (4) BD (24V) FD (110V) MD (220V)
Schneider | No of Poles AC Control Unit MRP [`] DC Control Unit MRP [`] Reference B7 (24V) F7 (110V) M7 (220V) N7 (415V) Reference (4) BD (24V) FD (110V) MD (220V) | OTHER | CA3KN22 | 2900 | INR | INDIA | 2025-07-15 | Schneider Switching & Controlling Pricelist WEF 15th Jul 25 | 326 | T017 | No of Poles AC Control Unit MRP [`] DC Control Unit MRP [`] Reference B7 (24V) F7 (110V) M7 (220V) N7 (415V) Reference (4) BD (24V) FD (110V) MD (220V)
Schneider | No of Poles AC Control Unit MRP [`] DC Control Unit MRP [`] Reference B7 (24V) F7 (110V) M7 (220V) N7 (415V) Reference (4) BD (24V) FD (110V) MD (220V) | OTHER | CA3KN31 | 2900 | INR | INDIA | 2025-07-15 | Schneider Switching & Controlling Pricelist WEF 15th Jul 25 | 327 | T017 | No of Poles AC Control Unit MRP [`] DC Control Unit MRP [`] Reference B7 (24V) F7 (110V) M7 (220V) N7 (415V) Reference (4) BD (24V) FD (110V) MD (220V)
Schneider | No of Poles AC Control Unit MRP [`] DC Control Unit MRP [`] Reference B7 (24V) F7 (110V) M7 (220V) N7 (415V) Reference (4) BD (24V) FD (110V) MD (220V) | OTHER | CA4KN22 | 3555 | INR | INDIA | 2025-07-15 | Schneider Switching & Controlling Pricelist WEF 15th Jul 25 | 331 | T018 | No of Poles AC Control Unit MRP [`] DC Control Unit MRP [`] Reference B7 (24V) F7 (110V) M7 (220V) N7 (415V) Reference (4) BD (24V) FD (110V) MD (220V)
Schneider | No of Poles AC Control Unit MRP [`] DC Control Unit MRP [`] Reference B7 (24V) F7 (110V) M7 (220V) N7 (415V) Reference (4) BD (24V) FD (110V) MD (220V) | OTHER | CA4KN31 | 3555 | INR | INDIA | 2025-07-15 | Schneider Switching & Controlling Pricelist WEF 15th Jul 25 | 332 | T018 | No of Poles AC Control Unit MRP [`] DC Control Unit MRP [`] Reference B7 (24V) F7 (110V) M7 (220V) N7 (415V) Reference (4) BD (24V) FD (110V) MD (220V)
Schneider | No of Poles AC Control Unit MRP [`] DC Control Unit MRP [`] Reference B7 (24V) F7 (110V) M7 (220V) N7 (415V) Reference (4) BD (24V) FD (110V) MD (220V) | OTHER | CA4KN40 | 3555 | INR | INDIA | 2025-07-15 | Schneider Switching & Controlling Pricelist WEF 15th Jul 25 | 333 | T018 | No of Poles AC Control Unit MRP [`] DC Control Unit MRP [`] Reference B7 (24V) F7 (110V) M7 (220V) N7 (415V) Reference (4) BD (24V) FD (110V) MD (220V)
Schneider | 5NO CAD50* 2125 2125 2125 - CAD50** 3055 3055 3055 | OTHER | CAD32 | 3820 | INR | INDIA | 2025-07-15 | Schneider Switching & Controlling Pricelist WEF 15th Jul 25 | 415 | T026 | 5NO CAD50* 2125 2125 2125 - CAD50** 3055 3055 3055
Schneider | 5NO CAD50* 2125 2125 2125 - CAD50** 3055 3055 3055 | OTHER | CAD50 | 3820 | INR | INDIA | 2025-07-15 | Schneider Switching & Controlling Pricelist WEF 15th Jul 25 | 416 | T026 | 5NO CAD50* 2125 2125 2125 - CAD50** 3055 3055 3055
Schneider | Control Relays - CAE, Conformance to IEC60947-5-1, CE Marking Spare Coil for Contactors | OTHER | CAE22 | 1845 | INR | INDIA | 2025-07-15 | Schneider Switching & Controlling Pricelist WEF 15th Jul 25 | 132 | T006 | Control Relays - CAE, Conformance to IEC60947-5-1, CE Marking Spare Coil for Contactors
Schneider | Control Relays - CAE, Conformance to IEC60947-5-1, CE Marking Spare Coil for Contactors | OTHER | CAE31 | 1845 | INR | INDIA | 2025-07-15 | Schneider Switching & Controlling Pricelist WEF 15th Jul 25 | 131 | T006 | Control Relays - CAE, Conformance to IEC60947-5-1, CE Marking Spare Coil for Contactors
Schneider | Control Relays - CAE, Conformance to IEC60947-5-1, CE Marking Spare Coil for Contactors | OTHER | CAE40 | 1845 | INR | INDIA | 2025-07-15 | Schneider Switching & Controlling Pricelist WEF 15th Jul 25 | 130 | T006 | Control Relays - CAE, Conformance to IEC60947-5-1, CE Marking Spare Coil for Contactors
Schneider | Type Voltage (V) 24 110 220 415 | OTHER | DT20 | 7777 | INR | INDIA | 2025-07-15 | Schneider Switching & Controlling Pricelist WEF 15th Jul 25 | 653 | T039 | Type Voltage (V) 24 110 220 415
Schneider | TeSys Ultra motor starters are certiﬁed according to IEC 60947-4-1 for safety applicarions thanks to integrated mirror contact | OTHER | DT20 | 91 | INR | INDIA | 2025-07-15 | Schneider Switching & Controlling Pricelist WEF 15th Jul 25 | 772 | T045 | TeSys Ultra motor starters are certiﬁed according to IEC 60947-4-1 for safety applicarions thanks to integrated mirror contact
Schneider | TeSys Deca Model Mechanical Latch Blocks | OTHER | DT40 | 8610 | INR | INDIA | 2025-07-15 | Schneider Switching & Controlling Pricelist WEF 15th Jul 25 | 633 | T039 | TeSys Deca Model Mechanical Latch Blocks
Schneider | Contactors Instantaneous Auxiliary Contacts Time delay Front mounted Front Mounted Type Number of Poles and Size Side mounted 1 contact 2 contact 4 contacts | OTHER | DT40 | 1 | INR | INDIA | 2025-07-15 | Schneider Switching & Controlling Pricelist WEF 15th Jul 25 | 692 | T041 | Contactors Instantaneous Auxiliary Contacts Time delay Front mounted Front Mounted Type Number of Poles and Size Side mounted 1 contact 2 contact 4 contacts
Schneider | Contactors Instantaneous Auxiliary Contacts Time delay Front mounted Front Mounted Type Number of Poles and Size Side mounted 1 contact 2 contact 4 contacts | OTHER | DT40 | 1 | INR | INDIA | 2025-07-15 | Schneider Switching & Controlling Pricelist WEF 15th Jul 25 | 700 | T041 | Contactors Instantaneous Auxiliary Contacts Time delay Front mounted Front Mounted Type Number of Poles and Size Side mounted 1 contact 2 contact 4 contacts
Schneider | Contactors Instantaneous Auxiliary Contacts Time delay Front mounted Front Mounted Type Number of Poles and Size Side mounted 1 contact 2 contact 4 contacts | OTHER | DT40 | 1 | INR | INDIA | 2025-07-15 | Schneider Switching & Controlling Pricelist WEF 15th Jul 25 | 705 | T041 | Contactors Instantaneous Auxiliary Contacts Time delay Front mounted Front Mounted Type Number of Poles and Size Side mounted 1 contact 2 contact 4 contacts
Schneider | Type Voltage (V) 24 110 220 415 | OTHER | DT80A | 7777 | INR | INDIA | 2025-07-15 | Schneider Switching & Controlling Pricelist WEF 15th Jul 25 | 653 | T039 | Type Voltage (V) 24 110 220 415
Schneider | Contactors Instantaneous Auxiliary Contacts Time delay Front mounted Front Mounted Type Number of Poles and Size Side mounted 1 contact 2 contact 4 contacts | OTHER | DT80A | 11 | INR | INDIA | 2025-07-15 | Schneider Switching & Controlling Pricelist WEF 15th Jul 25 | 693 | T041 | Contactors Instantaneous Auxiliary Contacts Time delay Front mounted Front Mounted Type Number of Poles and Size Side mounted 1 contact 2 contact 4 contacts
Schneider | Contactors Instantaneous Auxiliary Contacts Time delay Front mounted Front Mounted Type Number of Poles and Size Side mounted 1 contact 2 contact 4 contacts | OTHER | DT80A | 1 | INR | INDIA | 2025-07-15 | Schneider Switching & Controlling Pricelist WEF 15th Jul 25 | 701 | T041 | Contactors Instantaneous Auxiliary Contacts Time delay Front mounted Front Mounted Type Number of Poles and Size Side mounted 1 contact 2 contact 4 contacts
Schneider | TeSys Ultra motor starters are certiﬁed according to IEC 60947-4-1 for safety applicarions thanks to integrated mirror contact | OTHER | DT80A | 91 | INR | INDIA | 2025-07-15 | Schneider Switching & Controlling Pricelist WEF 15th Jul 25 | 772 | T045 | TeSys Ultra motor starters are certiﬁed according to IEC 60947-4-1 for safety applicarions thanks to integrated mirror contact
Schneider | Digital EOCR Without Communication Current Range=0.5A-80A Control Voltage=100VAC-220VAC* Description Display Bottom Hole Window Hole | OTHER | FBZ2-WRAUHZ | 36345 | INR | INDIA | 2025-07-15 | Schneider Switching & Controlling Pricelist WEF 15th Jul 25 | 999 | T058 | Digital EOCR Without Communication Current Range=0.5A-80A Control Voltage=100VAC-220VAC* Description Display Bottom Hole Window Hole
Schneider | Digital EOCR Without Communication Current Range=0.5A-80A Control Voltage=100VAC-220VAC* Description Display Bottom Hole Window Hole | OTHER | FBZ2-WRCUHZ | 36345 | INR | INDIA | 2025-07-15 | Schneider Switching & Controlling Pricelist WEF 15th Jul 25 | 1000 | T058 | Digital EOCR Without Communication Current Range=0.5A-80A Control Voltage=100VAC-220VAC* Description Display Bottom Hole Window Hole
Schneider | Digital EOCR Without Communication Current Range=0.5A-80A Control Voltage=100VAC-220VAC* Description Display Bottom Hole Window Hole | OTHER | FDM2-WRDUHZ | 26295 | INR | INDIA | 2025-07-15 | Schneider Switching & Controlling Pricelist WEF 15th Jul 25 | 992 | T058 | Digital EOCR Without Communication Current Range=0.5A-80A Control Voltage=100VAC-220VAC* Description Display Bottom Hole Window Hole
Schneider | Digital EOCR Without Communication Current Range=0.5A-80A Control Voltage=100VAC-220VAC* Description Display Bottom Hole Window Hole | OTHER | FDM2-WRDUWZ | 26295 | INR | INDIA | 2025-07-15 | Schneider Switching & Controlling Pricelist WEF 15th Jul 25 | 992 | T058 | Digital EOCR Without Communication Current Range=0.5A-80A Control Voltage=100VAC-220VAC* Description Display Bottom Hole Window Hole
Schneider | Digital EOCR Without Communication Current Range=0.5A-80A Control Voltage=100VAC-220VAC* Description Display Bottom Hole Window Hole | OTHER | FMZ2-WRAUHZ | 29585 | INR | INDIA | 2025-07-15 | Schneider Switching & Controlling Pricelist WEF 15th Jul 25 | 995 | T058 | Digital EOCR Without Communication Current Range=0.5A-80A Control Voltage=100VAC-220VAC* Description Display Bottom Hole Window Hole
Schneider | Digital EOCR Without Communication Current Range=0.5A-80A Control Voltage=100VAC-220VAC* Description Display Bottom Hole Window Hole | OTHER | FMZ2-WRAUWZ | 29585 | INR | INDIA | 2025-07-15 | Schneider Switching & Controlling Pricelist WEF 15th Jul 25 | 995 | T058 | Digital EOCR Without Communication Current Range=0.5A-80A Control Voltage=100VAC-220VAC* Description Display Bottom Hole Window Hole
Schneider | Digital EOCR Without Communication Current Range=0.5A-80A Control Voltage=100VAC-220VAC* Description Display Bottom Hole Window Hole | OTHER | FMZ2-WRCUHZ | 29585 | INR | INDIA | 2025-07-15 | Schneider Switching & Controlling Pricelist WEF 15th Jul 25 | 996 | T058 | Digital EOCR Without Communication Current Range=0.5A-80A Control Voltage=100VAC-220VAC* Description Display Bottom Hole Window Hole
Schneider | Digital EOCR Without Communication Current Range=0.5A-80A Control Voltage=100VAC-220VAC* Description Display Bottom Hole Window Hole | OTHER | FMZ2-WRCUWZ | 29585 | INR | INDIA | 2025-07-15 | Schneider Switching & Controlling Pricelist WEF 15th Jul 25 | 996 | T058 | Digital EOCR Without Communication Current Range=0.5A-80A Control Voltage=100VAC-220VAC* Description Display Bottom Hole Window Hole
Schneider | Power Contactors LC1E (3 Pole AC Control) | OTHER | FRAME-1 | 609474166303 | INR | INDIA | 2025-07-15 | Schneider Switching & Controlling Pricelist WEF 15th Jul 25 | 40 |  | Power Contactors LC1E (3 Pole AC Control)
Schneider | [Ie] Rated Operational Current Motor Power at 415V, 3Ph, Auxiliary Contacts Unit MRP Frame 50Hz Reference [`] | OTHER | FRAME-1 | 460947412012514201596622939627450123443995482320357294080 | INR | INDIA | 2025-07-15 | Schneider Switching & Controlling Pricelist WEF 15th Jul 25 | 107 | T003 | [Ie] Rated Operational Current Motor Power at 415V, 3Ph, Auxiliary Contacts Unit MRP Frame 50Hz Reference [`]
Schneider | Unit MRP [`] Frame AC-1 Rating Power Reference Poles B7 F7 M5WB N5WB (24V) (110V) (220V) (415V) | OTHER | FRAME-1 | 202210600822903218365042533219696640 | INR | INDIA | 2025-07-15 | Schneider Switching & Controlling Pricelist WEF 15th Jul 25 | 119 | T005 | Unit MRP [`] Frame AC-1 Rating Power Reference Poles B7 F7 M5WB N5WB (24V) (110V) (220V) (415V)
Schneider | 40 4NO LC1E18004*IN 2640 2640 2640 2640 | OTHER | FRAME-2 | 5041250043340333695950865110416308164623480793805524089662592085000983681783172910200762925056 | INR | INDIA | 2025-07-15 | Schneider Switching & Controlling Pricelist WEF 15th Jul 25 | 111 | T004 | 40 4NO LC1E18004*IN 2640 2640 2640 2640
Schneider | 40 2NO + 2NC LC1E18008*IN 2655 2655 2655 2655 | OTHER | FRAME-2 | 502212500847504764452127767028486142309789519603138776847780247764992 | INR | INDIA | 2025-07-15 | Schneider Switching & Controlling Pricelist WEF 15th Jul 25 | 122 | T005 | 40 2NO + 2NC LC1E18008*IN 2655 2655 2655 2655
Schneider | [Ie] Rated Operational Motor Power at 415V, 3Ph, Auxiliary Contacts Unit MRP [`] Frame Current 50Hz Reference | OTHER | FRAME-3 | 70 | INR | INDIA | 2025-07-15 | Schneider Switching & Controlling Pricelist WEF 15th Jul 25 | 60 | T001 | [Ie] Rated Operational Motor Power at 415V, 3Ph, Auxiliary Contacts Unit MRP [`] Frame Current 50Hz Reference
Schneider | [Ie] Rated Operational Current Motor Power at 415V, 3Ph, Auxiliary Contacts Unit MRP Frame 50Hz Reference [`] | OTHER | FRAME-3 | 70 | INR | INDIA | 2025-07-15 | Schneider Switching & Controlling Pricelist WEF 15th Jul 25 | 100 | T003 | [Ie] Rated Operational Current Motor Power at 415V, 3Ph, Auxiliary Contacts Unit MRP Frame 50Hz Reference [`]
Schneider | 40 4NO LC1E18004*IN 2640 2640 2640 2640 | OTHER | FRAME-3 | 5041250043340333695950865110416308164623480793805524089662592085000983681783172910200762925056 | INR | INDIA | 2025-07-15 | Schneider Switching & Controlling Pricelist WEF 15th Jul 25 | 111 | T004 | 40 4NO LC1E18004*IN 2640 2640 2640 2640
Schneider | 40 2NO + 2NC LC1E18008*IN 2655 2655 2655 2655 | OTHER | FRAME-3 | 502212500847504764452127767028486142309789519603138776847780247764992 | INR | INDIA | 2025-07-15 | Schneider Switching & Controlling Pricelist WEF 15th Jul 25 | 122 | T005 | 40 2NO + 2NC LC1E18008*IN 2655 2655 2655 2655
Schneider | 40 4NO LC1E18004*IN 2640 2640 2640 2640 | OTHER | FRAME-4 | 5041250043340333695950865110416308164623480793805524089662592085000983681783172910200762925056 | INR | INDIA | 2025-07-15 | Schneider Switching & Controlling Pricelist WEF 15th Jul 25 | 111 | T004 | 40 4NO LC1E18004*IN 2640 2640 2640 2640
Schneider | [Ie] Rated Operational Motor Power at 415V, Auxiliary Unit MRP [`] Frame Current 3Ph, 50Hz Contacts Reference | OTHER | FRAME-5 | 150 | INR | INDIA | 2025-07-15 | Schneider Switching & Controlling Pricelist WEF 15th Jul 25 | 68 | T002 | [Ie] Rated Operational Motor Power at 415V, Auxiliary Unit MRP [`] Frame Current 3Ph, 50Hz Contacts Reference
Schneider | [Ie] Rated Operational Motor Power at 415V, Auxiliary Unit MRP [`] Frame Current 3Ph, 50Hz Contacts Reference | OTHER | FRAME-6 | 250 | INR | INDIA | 2025-07-15 | Schneider Switching & Controlling Pricelist WEF 15th Jul 25 | 70 | T002 | [Ie] Rated Operational Motor Power at 415V, Auxiliary Unit MRP [`] Frame Current 3Ph, 50Hz Contacts Reference
Schneider | [Ie] Rated Operational Motor Power at 415V, Auxiliary Unit MRP [`] Frame Current 3Ph, 50Hz Contacts Reference | OTHER | FRAME-7 | 320 | INR | INDIA | 2025-07-15 | Schneider Switching & Controlling Pricelist WEF 15th Jul 25 | 72 | T002 | [Ie] Rated Operational Motor Power at 415V, Auxiliary Unit MRP [`] Frame Current 3Ph, 50Hz Contacts Reference
Schneider | [Ie] Rated Operational Motor Power at 415V, Auxiliary Unit MRP [`] Frame Current 3Ph, 50Hz Contacts Reference | OTHER | FRAME-8 | 700 | INR | INDIA | 2025-07-15 | Schneider Switching & Controlling Pricelist WEF 15th Jul 25 | 74 | T002 | [Ie] Rated Operational Motor Power at 415V, Auxiliary Unit MRP [`] Frame Current 3Ph, 50Hz Contacts Reference
Schneider | [Ie] Rated Operational Motor Power at 415V, Auxiliary Unit MRP [`] Frame Current 3Ph, 50Hz Contacts Reference | OTHER | FRAME-9 | 10006305003751629670473269248 | INR | INDIA | 2025-07-15 | Schneider Switching & Controlling Pricelist WEF 15th Jul 25 | 75 | T002 | [Ie] Rated Operational Motor Power at 415V, Auxiliary Unit MRP [`] Frame Current 3Ph, 50Hz Contacts Reference
Schneider | Breaking Capacity at 50 Hz 690 V 500 V | OTHER | GZ1LE05 | 3505 | INR | INDIA | 2025-07-15 | Schneider Switching & Controlling Pricelist WEF 15th Jul 25 | 269 | T014 | Breaking Capacity at 50 Hz 690 V 500 V
Schneider | Breaking Capacity at 50 Hz 690 V 500 V | OTHER | GZ1LE06 | 3505 | INR | INDIA | 2025-07-15 | Schneider Switching & Controlling Pricelist WEF 15th Jul 25 | 270 | T014 | Breaking Capacity at 50 Hz 690 V 500 V
Schneider | Breaking Capacity at 50 Hz 690 V 500 V | OTHER | GZ1LE07 | 3505 | INR | INDIA | 2025-07-15 | Schneider Switching & Controlling Pricelist WEF 15th Jul 25 | 271 | T014 | Breaking Capacity at 50 Hz 690 V 500 V
Schneider | Breaking Capacity at 50 Hz 690 V 500 V | OTHER | GZ1LE08 | 3505 | INR | INDIA | 2025-07-15 | Schneider Switching & Controlling Pricelist WEF 15th Jul 25 | 272 | T014 | Breaking Capacity at 50 Hz 690 V 500 V
Schneider | Breaking Capacity at 50 Hz 690 V 500 V | OTHER | GZ1LE14 | 3505 | INR | INDIA | 2025-07-15 | Schneider Switching & Controlling Pricelist WEF 15th Jul 25 | 274 | T014 | Breaking Capacity at 50 Hz 690 V 500 V
Schneider | Breaking Capacity at 50 Hz 690 V 500 V | OTHER | GZ1LE16 | 3785 | INR | INDIA | 2025-07-15 | Schneider Switching & Controlling Pricelist WEF 15th Jul 25 | 275 | T014 | Breaking Capacity at 50 Hz 690 V 500 V
Schneider | Breaking Capacity at 50 Hz 690 V 500 V | OTHER | GZ1LE20 | 3785 | INR | INDIA | 2025-07-15 | Schneider Switching & Controlling Pricelist WEF 15th Jul 25 | 276 | T014 | Breaking Capacity at 50 Hz 690 V 500 V
Schneider | Breaking Capacity at 50 Hz 690 V 500 V | OTHER | GZ1LE22 | 3785 | INR | INDIA | 2025-07-15 | Schneider Switching & Controlling Pricelist WEF 15th Jul 25 | 277 | T014 | Breaking Capacity at 50 Hz 690 V 500 V
Schneider | Breaking Capacity at 50 Hz 690 V 500 V | OTHER | GZ1LE32 | 4490 | INR | INDIA | 2025-07-15 | Schneider Switching & Controlling Pricelist WEF 15th Jul 25 | 278 | T014 | Breaking Capacity at 50 Hz 690 V 500 V
Schneider | External CT for range extension up to 400A | OTHER | HH-150-Z | 7665 | INR | INDIA | 2025-07-15 | Schneider Switching & Controlling Pricelist WEF 15th Jul 25 | 1033 | T063 | External CT for range extension up to 400A
Schneider | 50 3P 22 kW VCF3GE 11870 | OTHER | IP40 | 3 | INR | INDIA | 2025-07-15 | Schneider Switching & Controlling Pricelist WEF 15th Jul 25 | 1223 | T074 | 50 3P 22 kW VCF3GE 11870
Schneider | Additive limiter for increasing breaking GV1L3 7715 capacity to100kA for GV2ME and GV2P. | OTHER | IP405 | 701 | INR | INDIA | 2025-07-15 | Schneider Switching & Controlling Pricelist WEF 15th Jul 25 | 1159 | T069 | Additive limiter for increasing breaking GV1L3 7715 capacity to100kA for GV2ME and GV2P.
Schneider | GVAE20 1840 | OTHER | IP54 | 301 | INR | INDIA | 2025-07-15 | Schneider Switching & Controlling Pricelist WEF 15th Jul 25 | 1148 | T068 | GVAE20 1840
Schneider | 50 3P 22 kW VCF3GE 11870 | OTHER | IP65 | 1 | INR | INDIA | 2025-07-15 | Schneider Switching & Controlling Pricelist WEF 15th Jul 25 | 1221 | T074 | 50 3P 22 kW VCF3GE 11870
Schneider | 50 3P 22 kW VCF3GE 11870 | OTHER | IP65 | 2 | INR | INDIA | 2025-07-15 | Schneider Switching & Controlling Pricelist WEF 15th Jul 25 | 1222 | T074 | 50 3P 22 kW VCF3GE 11870
Schneider | 50 3P 22 kW VCF3GE 11870 | OTHER | KCF1PZ | 1365 | INR | INDIA | 2025-07-15 | Schneider Switching & Controlling Pricelist WEF 15th Jul 25 | 1221 | T074 | 50 3P 22 kW VCF3GE 11870
Schneider | 50 3P 22 kW VCF3GE 11870 | OTHER | KCF2PZ | 1445 | INR | INDIA | 2025-07-15 | Schneider Switching & Controlling Pricelist WEF 15th Jul 25 | 1222 | T074 | 50 3P 22 kW VCF3GE 11870
Schneider | 50 3P 22 kW VCF3GE 11870 | OTHER | KCF3PZ | 5845 | INR | INDIA | 2025-07-15 | Schneider Switching & Controlling Pricelist WEF 15th Jul 25 | 1223 | T074 | 50 3P 22 kW VCF3GE 11870
Schneider | Description | OTHER | KZ32 | 580 | INR | INDIA | 2025-07-15 | Schneider Switching & Controlling Pricelist WEF 15th Jul 25 | 1250 | T076 | Description
Schneider | Description | OTHER | KZ74 | 995 | INR | INDIA | 2025-07-15 | Schneider Switching & Controlling Pricelist WEF 15th Jul 25 | 1251 | T076 | Description
Schneider | Description | OTHER | LA1KN02 | 1005 | INR | INDIA | 2025-07-15 | Schneider Switching & Controlling Pricelist WEF 15th Jul 25 | 367 | T021 | Description
Schneider | Description | OTHER | LA1KN04 | 1550 | INR | INDIA | 2025-07-15 | Schneider Switching & Controlling Pricelist WEF 15th Jul 25 | 370 | T021 | Description
Schneider | Description | OTHER | LA1KN11 | 920 | INR | INDIA | 2025-07-15 | Schneider Switching & Controlling Pricelist WEF 15th Jul 25 | 368 | T021 | Description
Schneider | Description | OTHER | LA1KN13 | 1550 | INR | INDIA | 2025-07-15 | Schneider Switching & Controlling Pricelist WEF 15th Jul 25 | 371 | T021 | Description
Schneider | Description | OTHER | LA1KN20 | 1005 | INR | INDIA | 2025-07-15 | Schneider Switching & Controlling Pricelist WEF 15th Jul 25 | 369 | T021 | Description
Schneider | Description | OTHER | LA1KN22 | 1550 | INR | INDIA | 2025-07-15 | Schneider Switching & Controlling Pricelist WEF 15th Jul 25 | 372 | T021 | Description
Schneider | Description | OTHER | LA1KN31 | 1550 | INR | INDIA | 2025-07-15 | Schneider Switching & Controlling Pricelist WEF 15th Jul 25 | 373 | T021 | Description
Schneider | Description | OTHER | LA1KN40 | 1550 | INR | INDIA | 2025-07-15 | Schneider Switching & Controlling Pricelist WEF 15th Jul 25 | 374 | T021 | Description
Schneider | Description | OTHER | LA2KT2E | 5070 | INR | INDIA | 2025-07-15 | Schneider Switching & Controlling Pricelist WEF 15th Jul 25 | 378 | T022 | Description
Schneider | Description | OTHER | LA2KT2U | 4845 | INR | INDIA | 2025-07-15 | Schneider Switching & Controlling Pricelist WEF 15th Jul 25 | 379 | T022 | Description
Schneider | Product Compatibility | OTHER | LA4DA1U | 2210 | INR | INDIA | 2025-07-15 | Schneider Switching & Controlling Pricelist WEF 15th Jul 25 | 721 | T043 | Product Compatibility
Schneider | Product Compatibility | OTHER | LA4DA2E | 2110 | INR | INDIA | 2025-07-15 | Schneider Switching & Controlling Pricelist WEF 15th Jul 25 | 730 | T043 | Product Compatibility
Schneider | Product Compatibility | OTHER | LA4DA2G | 3330 | INR | INDIA | 2025-07-15 | Schneider Switching & Controlling Pricelist WEF 15th Jul 25 | 731 | T043 | Product Compatibility
Schneider | Product Compatibility | OTHER | LA4DA2N | 3330 | INR | INDIA | 2025-07-15 | Schneider Switching & Controlling Pricelist WEF 15th Jul 25 | 733 | T043 | Product Compatibility
Schneider | Product Compatibility | OTHER | LA4DA2U | 2210 | INR | INDIA | 2025-07-15 | Schneider Switching & Controlling Pricelist WEF 15th Jul 25 | 732 | T043 | Product Compatibility
Schneider | Product Compatibility | OTHER | LA4DC1U | 2475 | INR | INDIA | 2025-07-15 | Schneider Switching & Controlling Pricelist WEF 15th Jul 25 | 722 | T043 | Product Compatibility
Schneider | Product Compatibility | OTHER | LA4DC3U | 2210 | INR | INDIA | 2025-07-15 | Schneider Switching & Controlling Pricelist WEF 15th Jul 25 | 728 | T043 | Product Compatibility
Schneider | Product Compatibility | OTHER | LA4DE2U | 2110 | INR | INDIA | 2025-07-15 | Schneider Switching & Controlling Pricelist WEF 15th Jul 25 | 729 | T043 | Product Compatibility
Schneider | Product Compatibility | OTHER | LA4DE3E | 2210 | INR | INDIA | 2025-07-15 | Schneider Switching & Controlling Pricelist WEF 15th Jul 25 | 734 | T043 | Product Compatibility
Schneider | For details on non standard references, technical parameters, accessories, compatibility, stockable and non stockable status please contact Customer Care | OTHER | LA4DFB | 6600 | INR | INDIA | 2025-07-15 | Schneider Switching & Controlling Pricelist WEF 15th Jul 25 | 626 | T039 | For details on non standard references, technical parameters, accessories, compatibility, stockable and non stockable status please contact Customer Care
Schneider | For details on non standard references, technical parameters, accessories, compatibility, stockable and non stockable status please contact Customer Care | OTHER | LA4DT0U | 7165 | INR | INDIA | 2025-07-15 | Schneider Switching & Controlling Pricelist WEF 15th Jul 25 | 625 | T039 | For details on non standard references, technical parameters, accessories, compatibility, stockable and non stockable status please contact Customer Care
Schneider | For details on non standard references, technical parameters, accessories, compatibility, stockable and non stockable status please contact Customer Care | OTHER | LA4DT2U | 7165 | INR | INDIA | 2025-07-15 | Schneider Switching & Controlling Pricelist WEF 15th Jul 25 | 624 | T039 | For details on non standard references, technical parameters, accessories, compatibility, stockable and non stockable status please contact Customer Care
Schneider | For details on non standard references, technical parameters, accessories, compatibility, stockable and non stockable status please contact Customer Care | OTHER | LA4DT4U | 8025 | INR | INDIA | 2025-07-15 | Schneider Switching & Controlling Pricelist WEF 15th Jul 25 | 627 | T039 | For details on non standard references, technical parameters, accessories, compatibility, stockable and non stockable status please contact Customer Care
Schneider | On Delay Electronic Timer | OTHER | LA4KA1U | 1322 | INR | INDIA | 2025-07-15 | Schneider Switching & Controlling Pricelist WEF 15th Jul 25 | 383 | T023 | On Delay Electronic Timer
Schneider | On Delay Electronic Timer | OTHER | LA4KE1FC | 1322 | INR | INDIA | 2025-07-15 | Schneider Switching & Controlling Pricelist WEF 15th Jul 25 | 385 | T023 | On Delay Electronic Timer
Schneider | On Delay Electronic Timer | OTHER | LA4KE1UG | 1322 | INR | INDIA | 2025-07-15 | Schneider Switching & Controlling Pricelist WEF 15th Jul 25 | 384 | T023 | On Delay Electronic Timer
Schneider | For Contactor D115/150 | OTHER | LA5D1158031 | 28205 | INR | INDIA | 2025-07-15 | Schneider Switching & Controlling Pricelist WEF 15th Jul 25 | 716 | T042 | For Contactor D115/150
Schneider | For Contactor D115/150 | OTHER | LA5D115804 | 38875 | INR | INDIA | 2025-07-15 | Schneider Switching & Controlling Pricelist WEF 15th Jul 25 | 718 | T042 | For Contactor D115/150
Schneider | For Contactor D115/150 | OTHER | LA5D150803 | 29240 | INR | INDIA | 2025-07-15 | Schneider Switching & Controlling Pricelist WEF 15th Jul 25 | 717 | T042 | For Contactor D115/150
Schneider | LC1D80 and D115 (3 P c) | OTHER | LA6DK20 | 8985 | INR | INDIA | 2025-07-15 | Schneider Switching & Controlling Pricelist WEF 15th Jul 25 | 637 | T039 | LC1D80 and D115 (3 P c)
Schneider | *Note: For LR9D01 to LR9D32 - Terminal Block for Clip on Mounting LAD7B205. | OTHER | LA7K0064 | 530 | INR | INDIA | 2025-07-15 | Schneider Switching & Controlling Pricelist WEF 15th Jul 25 | 941 | T055 | *Note: For LR9D01 to LR9D32 - Terminal Block for Clip on Mounting LAD7B205.
Schneider | Description | OTHER | LA9D11502 | 6375 | INR | INDIA | 2025-07-15 | Schneider Switching & Controlling Pricelist WEF 15th Jul 25 | 591 | T035 | Description
Schneider | Description For use with Reference Unit MRP [`] | OTHER | LA9D11569 | 14600 | INR | INDIA | 2025-07-15 | Schneider Switching & Controlling Pricelist WEF 15th Jul 25 | 598 | T036 | Description For use with Reference Unit MRP [`]
Schneider | Description | OTHER | LA9D4002 | 4225 | INR | INDIA | 2025-07-15 | Schneider Switching & Controlling Pricelist WEF 15th Jul 25 | 589 | T035 | Description
Schneider | Description For use with Reference Unit MRP [`] | OTHER | LA9D65A69 | 4100 | INR | INDIA | 2025-07-15 | Schneider Switching & Controlling Pricelist WEF 15th Jul 25 | 595 | T036 | Description For use with Reference Unit MRP [`]
Schneider | Description | OTHER | LA9D8002 | 6290 | INR | INDIA | 2025-07-15 | Schneider Switching & Controlling Pricelist WEF 15th Jul 25 | 590 | T035 | Description
Schneider | LC1D09 and D12 LAD91217 7405 | OTHER | LA9D8017 | 21365 | INR | INDIA | 2025-07-15 | Schneider Switching & Controlling Pricelist WEF 15th Jul 25 | 613 | T038 | LC1D09 and D12 LAD91217 7405
Schneider | Description For use with Reference Unit MRP [`] | OTHER | LA9D8069 | 8775 | INR | INDIA | 2025-07-15 | Schneider Switching & Controlling Pricelist WEF 15th Jul 25 | 596 | T036 | Description For use with Reference Unit MRP [`]
Schneider | Description For use with Reference Unit MRP [`] | OTHER | LA9D8069 | 8775 | INR | INDIA | 2025-07-15 | Schneider Switching & Controlling Pricelist WEF 15th Jul 25 | 597 | T036 | Description For use with Reference Unit MRP [`]
Schneider | Mechanical interlock between contactors (1) | OTHER | LA9G970 | 2860 | INR | INDIA | 2025-07-15 | Schneider Switching & Controlling Pricelist WEF 15th Jul 25 | 871 | T053 | Mechanical interlock between contactors (1)
Schneider | Mechanical interlock between contactors (1) | OTHER | LA9G971 | 2860 | INR | INDIA | 2025-07-15 | Schneider Switching & Controlling Pricelist WEF 15th Jul 25 | 872 | T053 | Mechanical interlock between contactors (1)
Schneider | Description | OTHER | LAD4CM | 1925 | INR | INDIA | 2025-07-15 | Schneider Switching & Controlling Pricelist WEF 15th Jul 25 | 588 | T035 | Description
Schneider | Product Compatibility | OTHER | LAD4RCE | 2145 | INR | INDIA | 2025-07-15 | Schneider Switching & Controlling Pricelist WEF 15th Jul 25 | 724 | T043 | Product Compatibility
Schneider | Product Compatibility | OTHER | LAD4RCG | 1935 | INR | INDIA | 2025-07-15 | Schneider Switching & Controlling Pricelist WEF 15th Jul 25 | 725 | T043 | Product Compatibility
Schneider | Product Compatibility | OTHER | LAD4RCU | 2145 | INR | INDIA | 2025-07-15 | Schneider Switching & Controlling Pricelist WEF 15th Jul 25 | 726 | T043 | Product Compatibility
Schneider | Product Compatibility | OTHER | LAD4VE | 2145 | INR | INDIA | 2025-07-15 | Schneider Switching & Controlling Pricelist WEF 15th Jul 25 | 723 | T043 | Product Compatibility
Schneider | Product Compatibility | OTHER | LAD4VU | 2145 | INR | INDIA | 2025-07-15 | Schneider Switching & Controlling Pricelist WEF 15th Jul 25 | 727 | T043 | Product Compatibility
Schneider | TeSys Deca Model Mechanical Latch Blocks | OTHER | LAD6K10 | 8610 | INR | INDIA | 2025-07-15 | Schneider Switching & Controlling Pricelist WEF 15th Jul 25 | 633 | T039 | TeSys Deca Model Mechanical Latch Blocks
Schneider | LA1DX, DY, DZ | OTHER | LAD8N | 2 | INR | INDIA | 2025-07-15 | Schneider Switching & Controlling Pricelist WEF 15th Jul 25 | 570 | T033 | LA1DX, DY, DZ
Schneider | Add On Blocks | OTHER | LAD8N11 | 2420 | INR | INDIA | 2025-07-15 | Schneider Switching & Controlling Pricelist WEF 15th Jul 25 | 675 | T041 | Add On Blocks
Schneider | Add On Blocks | OTHER | LAD8N20 | 2420 | INR | INDIA | 2025-07-15 | Schneider Switching & Controlling Pricelist WEF 15th Jul 25 | 676 | T041 | Add On Blocks
Schneider | Description For use with Reference Unit MRP [`] | OTHER | LAD93217 | 93 | INR | INDIA | 2025-07-15 | Schneider Switching & Controlling Pricelist WEF 15th Jul 25 | 610 | T038 | Description For use with Reference Unit MRP [`]
Schneider | TeSys Ultra motor starters are certiﬁed according to IEC 60947-4-1 for safety applicarions thanks to integrated mirror contact | OTHER | LAD9ET1S | 910 | INR | INDIA | 2025-07-15 | Schneider Switching & Controlling Pricelist WEF 15th Jul 25 | 772 | T045 | TeSys Ultra motor starters are certiﬁed according to IEC 60947-4-1 for safety applicarions thanks to integrated mirror contact
Schneider | Kit Comprising : | OTHER | LAD9R1 | 1975 | INR | INDIA | 2025-07-15 | Schneider Switching & Controlling Pricelist WEF 15th Jul 25 | 605 | T037 | Kit Comprising :
Schneider | Kit Comprising : | OTHER | LAD9R1V | 1970 | INR | INDIA | 2025-07-15 | Schneider Switching & Controlling Pricelist WEF 15th Jul 25 | 603 | T037 | Kit Comprising :
Schneider | Kit Comprising : | OTHER | LAD9R3 | 4680 | INR | INDIA | 2025-07-15 | Schneider Switching & Controlling Pricelist WEF 15th Jul 25 | 607 | T037 | Kit Comprising :
Schneider | LC1D09 and D12 LAD91217 7405 | OTHER | LAD9SD3 | 19240 | INR | INDIA | 2025-07-15 | Schneider Switching & Controlling Pricelist WEF 15th Jul 25 | 612 | T038 | LC1D09 and D12 LAD91217 7405
Schneider | Description | OTHER | LAD9V2 | 950 | INR | INDIA | 2025-07-15 | Schneider Switching & Controlling Pricelist WEF 15th Jul 25 | 587 | T035 | Description
Schneider | Description For use with Reference Unit MRP [`] | OTHER | LAD9V5 | 790 | INR | INDIA | 2025-07-15 | Schneider Switching & Controlling Pricelist WEF 15th Jul 25 | 593 | T036 | Description For use with Reference Unit MRP [`]
Schneider | Description For use with Reference Unit MRP [`] | OTHER | LAD9V6 | 985 | INR | INDIA | 2025-07-15 | Schneider Switching & Controlling Pricelist WEF 15th Jul 25 | 594 | T036 | Description For use with Reference Unit MRP [`]
Schneider | Description For use With | OTHER | LADN01 | 565 | INR | INDIA | 2025-07-15 | Schneider Switching & Controlling Pricelist WEF 15th Jul 25 | 669 | T040 | Description For use With
Schneider | Description For use With | OTHER | LADN02 | 1020 | INR | INDIA | 2025-07-15 | Schneider Switching & Controlling Pricelist WEF 15th Jul 25 | 662 | T040 | Description For use With
Schneider | Description For use With | OTHER | LADN04 | 1685 | INR | INDIA | 2025-07-15 | Schneider Switching & Controlling Pricelist WEF 15th Jul 25 | 664 | T040 | Description For use With
Schneider | Description For use With | OTHER | LADN10 | 565 | INR | INDIA | 2025-07-15 | Schneider Switching & Controlling Pricelist WEF 15th Jul 25 | 668 | T040 | Description For use With
Schneider | Description For use With | OTHER | LADN11 | 635 | INR | INDIA | 2025-07-15 | Schneider Switching & Controlling Pricelist WEF 15th Jul 25 | 660 | T040 | Description For use With
Schneider | -"%/tt3 GPS IBSTI FOWJSPONFOU 17 7/1 N" | OTHER | LADN11R | 1025 | INR | INDIA | 2025-07-15 | Schneider Switching & Controlling Pricelist WEF 15th Jul 25 | 757 | T044 | -"%/tt3 GPS IBSTI FOWJSPONFOU 17 7/1 N"
Schneider | Description For use With | OTHER | LADN13 | 1155 | INR | INDIA | 2025-07-15 | Schneider Switching & Controlling Pricelist WEF 15th Jul 25 | 666 | T040 | Description For use With
Schneider | Description For use With | OTHER | LADN20 | 635 | INR | INDIA | 2025-07-15 | Schneider Switching & Controlling Pricelist WEF 15th Jul 25 | 661 | T040 | Description For use With
Schneider | -"%/tt3 GPS IBSTI FOWJSPONFOU 17 7/1 N" | OTHER | LADN20R | 1035 | INR | INDIA | 2025-07-15 | Schneider Switching & Controlling Pricelist WEF 15th Jul 25 | 758 | T044 | -"%/tt3 GPS IBSTI FOWJSPONFOU 17 7/1 N"
Schneider | Description For use With | OTHER | LADN22 | 1155 | INR | INDIA | 2025-07-15 | Schneider Switching & Controlling Pricelist WEF 15th Jul 25 | 663 | T040 | Description For use With
Schneider | -"%/tt3 GPS IBSTI FOWJSPONFOU 17 7/1 N" | OTHER | LADN22R | 1225 | INR | INDIA | 2025-07-15 | Schneider Switching & Controlling Pricelist WEF 15th Jul 25 | 759 | T044 | -"%/tt3 GPS IBSTI FOWJSPONFOU 17 7/1 N"
Schneider | TeSys Ultra motor starters are certiﬁed according to IEC 60947-4-1 for safety applicarions thanks to integrated mirror contact | OTHER | LADN22S | 1300 | INR | INDIA | 2025-07-15 | Schneider Switching & Controlling Pricelist WEF 15th Jul 25 | 773 | T045 | TeSys Ultra motor starters are certiﬁed according to IEC 60947-4-1 for safety applicarions thanks to integrated mirror contact
Schneider | Description For use With | OTHER | LADN31 | 1155 | INR | INDIA | 2025-07-15 | Schneider Switching & Controlling Pricelist WEF 15th Jul 25 | 667 | T040 | Description For use With
Schneider | -"%/tt3 GPS IBSTI FOWJSPONFOU 17 7/1 N" | OTHER | LADN31R | 1225 | INR | INDIA | 2025-07-15 | Schneider Switching & Controlling Pricelist WEF 15th Jul 25 | 760 | T044 | -"%/tt3 GPS IBSTI FOWJSPONFOU 17 7/1 N"
Schneider | Description For use With | OTHER | LADN40 | 1155 | INR | INDIA | 2025-07-15 | Schneider Switching & Controlling Pricelist WEF 15th Jul 25 | 665 | T040 | Description For use With
Schneider | -"%/tt3 GPS IBSTI FOWJSPONFOU 17 7/1 N" | OTHER | LADN40R | 1240 | INR | INDIA | 2025-07-15 | Schneider Switching & Controlling Pricelist WEF 15th Jul 25 | 761 | T044 | -"%/tt3 GPS IBSTI FOWJSPONFOU 17 7/1 N"
Schneider | Add On Blocks | OTHER | LADR0 | 4580 | INR | INDIA | 2025-07-15 | Schneider Switching & Controlling Pricelist WEF 15th Jul 25 | 681 | T041 | Add On Blocks
Schneider | Add On Blocks | OTHER | LADR2 | 4580 | INR | INDIA | 2025-07-15 | Schneider Switching & Controlling Pricelist WEF 15th Jul 25 | 682 | T041 | Add On Blocks
Schneider | Add On Blocks | OTHER | LADR4 | 4580 | INR | INDIA | 2025-07-15 | Schneider Switching & Controlling Pricelist WEF 15th Jul 25 | 683 | T041 | Add On Blocks
Schneider | Add On Blocks | OTHER | LADS2 | 4885 | INR | INDIA | 2025-07-15 | Schneider Switching & Controlling Pricelist WEF 15th Jul 25 | 680 | T041 | Add On Blocks
Schneider | Add On Blocks | OTHER | LADT0 | 4580 | INR | INDIA | 2025-07-15 | Schneider Switching & Controlling Pricelist WEF 15th Jul 25 | 677 | T041 | Add On Blocks
Schneider | Add On Blocks | OTHER | LADT2 | 4580 | INR | INDIA | 2025-07-15 | Schneider Switching & Controlling Pricelist WEF 15th Jul 25 | 678 | T041 | Add On Blocks
Schneider | Add On Blocks | OTHER | LADT4 | 4580 | INR | INDIA | 2025-07-15 | Schneider Switching & Controlling Pricelist WEF 15th Jul 25 | 679 | T041 | Add On Blocks
Schneider | Accessories for Relay | OTHER | LAEB1 | 890 | INR | INDIA | 2025-07-15 | Schneider Switching & Controlling Pricelist WEF 15th Jul 25 | 243 | T012 | Accessories for Relay
Schneider | Accessories for Relay | OTHER | LAEB3 | 2055 | INR | INDIA | 2025-07-15 | Schneider Switching & Controlling Pricelist WEF 15th Jul 25 | 244 | T012 | Accessories for Relay
Schneider | Description | OTHER | LAEM1 | 990 | INR | INDIA | 2025-07-15 | Schneider Switching & Controlling Pricelist WEF 15th Jul 25 | 150 | T009 | Description
Schneider | Description | OTHER | LAEM4 | 3215 | INR | INDIA | 2025-07-15 | Schneider Switching & Controlling Pricelist WEF 15th Jul 25 | 151 | T009 | Description
Schneider | Description | OTHER | LAEM5 | 5995 | INR | INDIA | 2025-07-15 | Schneider Switching & Controlling Pricelist WEF 15th Jul 25 | 152 | T009 | Description
Schneider | Description | OTHER | LAEM6 | 6115 | INR | INDIA | 2025-07-15 | Schneider Switching & Controlling Pricelist WEF 15th Jul 25 | 153 | T009 | Description
Schneider | Accessories - For TeSys Contactors | OTHER | LAEN02 | 565 | INR | INDIA | 2025-07-15 | Schneider Switching & Controlling Pricelist WEF 15th Jul 25 | 140 | T007 | Accessories - For TeSys Contactors
Schneider | Control Relay Accessories Compatibility | OTHER | LAEN02 | 1 | INR | INDIA | 2025-07-15 | Schneider Switching & Controlling Pricelist WEF 15th Jul 25 | 197 | T009 | Control Relay Accessories Compatibility
Schneider | Accessories - For TeSys Contactors | OTHER | LAEN11 | 480 | INR | INDIA | 2025-07-15 | Schneider Switching & Controlling Pricelist WEF 15th Jul 25 | 138 | T007 | Accessories - For TeSys Contactors
Schneider | Control Relay Accessories Compatibility | OTHER | LAEN11 | 1 | INR | INDIA | 2025-07-15 | Schneider Switching & Controlling Pricelist WEF 15th Jul 25 | 197 | T009 | Control Relay Accessories Compatibility
Schneider | Accessories - For TeSys Contactors | OTHER | LAEN20 | 480 | INR | INDIA | 2025-07-15 | Schneider Switching & Controlling Pricelist WEF 15th Jul 25 | 139 | T007 | Accessories - For TeSys Contactors
Schneider | Control Relay Accessories Compatibility | OTHER | LAEN20 | 1 | INR | INDIA | 2025-07-15 | Schneider Switching & Controlling Pricelist WEF 15th Jul 25 | 197 | T009 | Control Relay Accessories Compatibility
Schneider | Accessories - For TeSys Contactors | OTHER | LAEN22 | 870 | INR | INDIA | 2025-07-15 | Schneider Switching & Controlling Pricelist WEF 15th Jul 25 | 141 | T007 | Accessories - For TeSys Contactors
Schneider | Control Relay Accessories Compatibility | OTHER | LAEN22 | 1 | INR | INDIA | 2025-07-15 | Schneider Switching & Controlling Pricelist WEF 15th Jul 25 | 197 | T009 | Control Relay Accessories Compatibility
Schneider | Accessories - For TeSys Contactors | OTHER | LAEN40 | 870 | INR | INDIA | 2025-07-15 | Schneider Switching & Controlling Pricelist WEF 15th Jul 25 | 142 | T007 | Accessories - For TeSys Contactors
Schneider | Accessories | OTHER | LAG8N113 | 1575 | INR | INDIA | 2025-07-15 | Schneider Switching & Controlling Pricelist WEF 15th Jul 25 | 863 | T052 | Accessories
Schneider | Accessories | OTHER | LAG8N113P | 1575 | INR | INDIA | 2025-07-15 | Schneider Switching & Controlling Pricelist WEF 15th Jul 25 | 861 | T052 | Accessories
Schneider | Accessories | OTHER | LAG8N203 | 2035 | INR | INDIA | 2025-07-15 | Schneider Switching & Controlling Pricelist WEF 15th Jul 25 | 864 | T052 | Accessories
Schneider | Accessories | OTHER | LAG8N203P | 2035 | INR | INDIA | 2025-07-15 | Schneider Switching & Controlling Pricelist WEF 15th Jul 25 | 862 | T052 | Accessories
Schneider | Type Voltage (V) 24 110 220 415 | OTHER | LC1-D09 | 7777 | INR | INDIA | 2025-07-15 | Schneider Switching & Controlling Pricelist WEF 15th Jul 25 | 653 | T039 | Type Voltage (V) 24 110 220 415
Schneider | Additive limiter for increasing breaking GV1L3 7715 capacity to100kA for GV2ME and GV2P. | OTHER | LC1-D09 | 23935 | INR | INDIA | 2025-07-15 | Schneider Switching & Controlling Pricelist WEF 15th Jul 25 | 1160 | T069 | Additive limiter for increasing breaking GV1L3 7715 capacity to100kA for GV2ME and GV2P.
Schneider | Mechanical interlock between contactors (1) | OTHER | LC1G | 9971 | INR | INDIA | 2025-07-15 | Schneider Switching & Controlling Pricelist WEF 15th Jul 25 | 872 | T053 | Mechanical interlock between contactors (1)
Schneider | TeSys Giga Power Contactors (3 Pole AC/DC) | OTHER | LC1G115 | 32935 | INR | INDIA | 2025-07-15 | Schneider Switching & Controlling Pricelist WEF 15th Jul 25 | 802 | T047 | TeSys Giga Power Contactors (3 Pole AC/DC)
Schneider | Description | OTHER | LC1G115 | 3545 | INR | INDIA | 2025-07-15 | Schneider Switching & Controlling Pricelist WEF 15th Jul 25 | 832 | T049 | Description
Schneider | Description | OTHER | LC1G115 | 3545 | INR | INDIA | 2025-07-15 | Schneider Switching & Controlling Pricelist WEF 15th Jul 25 | 834 | T049 | Description
Schneider | Description | OTHER | LC1G115 | 2 | INR | INDIA | 2025-07-15 | Schneider Switching & Controlling Pricelist WEF 15th Jul 25 | 848 | T051 | Description
Schneider | Description | OTHER | LC1G115 | 3 | INR | INDIA | 2025-07-15 | Schneider Switching & Controlling Pricelist WEF 15th Jul 25 | 849 | T051 | Description
Schneider | (1) Maximum 3 auxiliary contacts can be installed between 2 contactors with mechanical interlock kit. | OTHER | LC1G115 | 13 | INR | INDIA | 2025-07-15 | Schneider Switching & Controlling Pricelist WEF 15th Jul 25 | 876 | T054 | (1) Maximum 3 auxiliary contacts can be installed between 2 contactors with mechanical interlock kit.
Schneider | (1) Maximum 3 auxiliary contacts can be installed between 2 contactors with mechanical interlock kit. | OTHER | LC1G115 | 13 | INR | INDIA | 2025-07-15 | Schneider Switching & Controlling Pricelist WEF 15th Jul 25 | 880 | T054 | (1) Maximum 3 auxiliary contacts can be installed between 2 contactors with mechanical interlock kit.
Schneider | TeSys Giga Power Contactors (3 Pole AC/DC) | OTHER | LC1G150 | 43440 | INR | INDIA | 2025-07-15 | Schneider Switching & Controlling Pricelist WEF 15th Jul 25 | 803 | T047 | TeSys Giga Power Contactors (3 Pole AC/DC)
Schneider | TeSys Giga Power Contactors (3 Pole AC/DC) | OTHER | LC1G185 | 53835 | INR | INDIA | 2025-07-15 | Schneider Switching & Controlling Pricelist WEF 15th Jul 25 | 804 | T047 | TeSys Giga Power Contactors (3 Pole AC/DC)
Schneider | TeSys Giga Power Contactors (3 Pole AC/DC) | OTHER | LC1G225 | 57930 | INR | INDIA | 2025-07-15 | Schneider Switching & Controlling Pricelist WEF 15th Jul 25 | 805 | T047 | TeSys Giga Power Contactors (3 Pole AC/DC)
Schneider | Description | OTHER | LC1G225 | 3545 | INR | INDIA | 2025-07-15 | Schneider Switching & Controlling Pricelist WEF 15th Jul 25 | 832 | T049 | Description
Schneider | Description | OTHER | LC1G225 | 3545 | INR | INDIA | 2025-07-15 | Schneider Switching & Controlling Pricelist WEF 15th Jul 25 | 834 | T049 | Description
Schneider | (1) Maximum 3 auxiliary contacts can be installed between 2 contactors with mechanical interlock kit. | OTHER | LC1G225 | 13 | INR | INDIA | 2025-07-15 | Schneider Switching & Controlling Pricelist WEF 15th Jul 25 | 876 | T054 | (1) Maximum 3 auxiliary contacts can be installed between 2 contactors with mechanical interlock kit.
Schneider | (1) Maximum 3 auxiliary contacts can be installed between 2 contactors with mechanical interlock kit. | OTHER | LC1G225 | 13 | INR | INDIA | 2025-07-15 | Schneider Switching & Controlling Pricelist WEF 15th Jul 25 | 880 | T054 | (1) Maximum 3 auxiliary contacts can be installed between 2 contactors with mechanical interlock kit.
Schneider | TeSys Giga Power Contactors (3 Pole AC/DC) | OTHER | LC1G265 | 71205 | INR | INDIA | 2025-07-15 | Schneider Switching & Controlling Pricelist WEF 15th Jul 25 | 806 | T047 | TeSys Giga Power Contactors (3 Pole AC/DC)
Schneider | Description | OTHER | LC1G265 | 4570 | INR | INDIA | 2025-07-15 | Schneider Switching & Controlling Pricelist WEF 15th Jul 25 | 833 | T049 | Description
Schneider | Description | OTHER | LC1G265 | 4570 | INR | INDIA | 2025-07-15 | Schneider Switching & Controlling Pricelist WEF 15th Jul 25 | 835 | T049 | Description
Schneider | Mechanical interlock between contactors (1) | OTHER | LC1G265 | 9972 | INR | INDIA | 2025-07-15 | Schneider Switching & Controlling Pricelist WEF 15th Jul 25 | 873 | T053 | Mechanical interlock between contactors (1)
Schneider | (1) Maximum 3 auxiliary contacts can be installed between 2 contactors with mechanical interlock kit. | OTHER | LC1G265 | 13 | INR | INDIA | 2025-07-15 | Schneider Switching & Controlling Pricelist WEF 15th Jul 25 | 877 | T054 | (1) Maximum 3 auxiliary contacts can be installed between 2 contactors with mechanical interlock kit.
Schneider | (1) Maximum 3 auxiliary contacts can be installed between 2 contactors with mechanical interlock kit. | OTHER | LC1G265 | 13 | INR | INDIA | 2025-07-15 | Schneider Switching & Controlling Pricelist WEF 15th Jul 25 | 881 | T054 | (1) Maximum 3 auxiliary contacts can be installed between 2 contactors with mechanical interlock kit.
Schneider | TeSys Giga Power Contactors (3 Pole AC/DC) | OTHER | LC1G330 | 86105 | INR | INDIA | 2025-07-15 | Schneider Switching & Controlling Pricelist WEF 15th Jul 25 | 807 | T047 | TeSys Giga Power Contactors (3 Pole AC/DC)
Schneider | (1) Maximum 3 auxiliary contacts can be installed between 2 contactors with mechanical interlock kit. | OTHER | LC1G330 | 13 | INR | INDIA | 2025-07-15 | Schneider Switching & Controlling Pricelist WEF 15th Jul 25 | 877 | T054 | (1) Maximum 3 auxiliary contacts can be installed between 2 contactors with mechanical interlock kit.
Schneider | (1) Maximum 3 auxiliary contacts can be installed between 2 contactors with mechanical interlock kit. | OTHER | LC1G330 | 13 | INR | INDIA | 2025-07-15 | Schneider Switching & Controlling Pricelist WEF 15th Jul 25 | 881 | T054 | (1) Maximum 3 auxiliary contacts can be installed between 2 contactors with mechanical interlock kit.
Schneider | TeSys Giga Power Contactors (3 Pole AC/DC) | OTHER | LC1G400 | 104065 | INR | INDIA | 2025-07-15 | Schneider Switching & Controlling Pricelist WEF 15th Jul 25 | 808 | T047 | TeSys Giga Power Contactors (3 Pole AC/DC)
Schneider | Description | OTHER | LC1G400 | 50 | INR | INDIA | 2025-07-15 | Schneider Switching & Controlling Pricelist WEF 15th Jul 25 | 840 | T050 | Description
Schneider | Description | OTHER | LC1G400 | 50 | INR | INDIA | 2025-07-15 | Schneider Switching & Controlling Pricelist WEF 15th Jul 25 | 842 | T050 | Description
Schneider | Description | OTHER | LC1G400 | 2 | INR | INDIA | 2025-07-15 | Schneider Switching & Controlling Pricelist WEF 15th Jul 25 | 850 | T051 | Description
Schneider | Description | OTHER | LC1G400 | 3 | INR | INDIA | 2025-07-15 | Schneider Switching & Controlling Pricelist WEF 15th Jul 25 | 851 | T051 | Description
Schneider | (1) Maximum 3 auxiliary contacts can be installed between 2 contactors with mechanical interlock kit. | OTHER | LC1G400 | 13 | INR | INDIA | 2025-07-15 | Schneider Switching & Controlling Pricelist WEF 15th Jul 25 | 878 | T054 | (1) Maximum 3 auxiliary contacts can be installed between 2 contactors with mechanical interlock kit.
Schneider | (1) Maximum 3 auxiliary contacts can be installed between 2 contactors with mechanical interlock kit. | OTHER | LC1G400 | 13 | INR | INDIA | 2025-07-15 | Schneider Switching & Controlling Pricelist WEF 15th Jul 25 | 882 | T054 | (1) Maximum 3 auxiliary contacts can be installed between 2 contactors with mechanical interlock kit.
Schneider | TeSys Giga Power Contactors (3 Pole AC/DC) | OTHER | LC1G500 | 144365 | INR | INDIA | 2025-07-15 | Schneider Switching & Controlling Pricelist WEF 15th Jul 25 | 809 | T047 | TeSys Giga Power Contactors (3 Pole AC/DC)
Schneider | Description | OTHER | LC1G500 | 4570 | INR | INDIA | 2025-07-15 | Schneider Switching & Controlling Pricelist WEF 15th Jul 25 | 833 | T049 | Description
Schneider | Description | OTHER | LC1G500 | 4570 | INR | INDIA | 2025-07-15 | Schneider Switching & Controlling Pricelist WEF 15th Jul 25 | 835 | T049 | Description
Schneider | Description | OTHER | LC1G500 | 50 | INR | INDIA | 2025-07-15 | Schneider Switching & Controlling Pricelist WEF 15th Jul 25 | 840 | T050 | Description
Schneider | Description | OTHER | LC1G500 | 50 | INR | INDIA | 2025-07-15 | Schneider Switching & Controlling Pricelist WEF 15th Jul 25 | 842 | T050 | Description
Schneider | Mechanical interlock between contactors (1) | OTHER | LC1G500 | 9972 | INR | INDIA | 2025-07-15 | Schneider Switching & Controlling Pricelist WEF 15th Jul 25 | 873 | T053 | Mechanical interlock between contactors (1)
Schneider | (1) Maximum 3 auxiliary contacts can be installed between 2 contactors with mechanical interlock kit. | OTHER | LC1G500 | 13 | INR | INDIA | 2025-07-15 | Schneider Switching & Controlling Pricelist WEF 15th Jul 25 | 878 | T054 | (1) Maximum 3 auxiliary contacts can be installed between 2 contactors with mechanical interlock kit.
Schneider | (1) Maximum 3 auxiliary contacts can be installed between 2 contactors with mechanical interlock kit. | OTHER | LC1G500 | 13 | INR | INDIA | 2025-07-15 | Schneider Switching & Controlling Pricelist WEF 15th Jul 25 | 882 | T054 | (1) Maximum 3 auxiliary contacts can be installed between 2 contactors with mechanical interlock kit.
Schneider | Description | OTHER | LC1G630 | 80 | INR | INDIA | 2025-07-15 | Schneider Switching & Controlling Pricelist WEF 15th Jul 25 | 841 | T050 | Description
Schneider | Description | OTHER | LC1G630 | 80 | INR | INDIA | 2025-07-15 | Schneider Switching & Controlling Pricelist WEF 15th Jul 25 | 843 | T050 | Description
Schneider | Mechanical interlock between contactors (1) | OTHER | LC1G630 | 9972 | INR | INDIA | 2025-07-15 | Schneider Switching & Controlling Pricelist WEF 15th Jul 25 | 873 | T053 | Mechanical interlock between contactors (1)
Schneider | (1) Maximum 3 auxiliary contacts can be installed between 2 contactors with mechanical interlock kit. | OTHER | LC1G630 | 13 | INR | INDIA | 2025-07-15 | Schneider Switching & Controlling Pricelist WEF 15th Jul 25 | 879 | T054 | (1) Maximum 3 auxiliary contacts can be installed between 2 contactors with mechanical interlock kit.
Schneider | (1) Maximum 3 auxiliary contacts can be installed between 2 contactors with mechanical interlock kit. | OTHER | LC1G630 | 13 | INR | INDIA | 2025-07-15 | Schneider Switching & Controlling Pricelist WEF 15th Jul 25 | 883 | T054 | (1) Maximum 3 auxiliary contacts can be installed between 2 contactors with mechanical interlock kit.
Schneider | Description | OTHER | LC1G800 | 80 | INR | INDIA | 2025-07-15 | Schneider Switching & Controlling Pricelist WEF 15th Jul 25 | 841 | T050 | Description
Schneider | Description | OTHER | LC1G800 | 80 | INR | INDIA | 2025-07-15 | Schneider Switching & Controlling Pricelist WEF 15th Jul 25 | 843 | T050 | Description
Schneider | Description | OTHER | LC1G800 | 2 | INR | INDIA | 2025-07-15 | Schneider Switching & Controlling Pricelist WEF 15th Jul 25 | 848 | T051 | Description
Schneider | Description | OTHER | LC1G800 | 3 | INR | INDIA | 2025-07-15 | Schneider Switching & Controlling Pricelist WEF 15th Jul 25 | 849 | T051 | Description
Schneider | Description | OTHER | LC1G800 | 2 | INR | INDIA | 2025-07-15 | Schneider Switching & Controlling Pricelist WEF 15th Jul 25 | 850 | T051 | Description
Schneider | Description | OTHER | LC1G800 | 3 | INR | INDIA | 2025-07-15 | Schneider Switching & Controlling Pricelist WEF 15th Jul 25 | 851 | T051 | Description
Schneider | Mechanical interlock between contactors (1) | OTHER | LC1G800 | 9972 | INR | INDIA | 2025-07-15 | Schneider Switching & Controlling Pricelist WEF 15th Jul 25 | 873 | T053 | Mechanical interlock between contactors (1)
Schneider | (1) Maximum 3 auxiliary contacts can be installed between 2 contactors with mechanical interlock kit. | OTHER | LC1G800 | 13 | INR | INDIA | 2025-07-15 | Schneider Switching & Controlling Pricelist WEF 15th Jul 25 | 879 | T054 | (1) Maximum 3 auxiliary contacts can be installed between 2 contactors with mechanical interlock kit.
Schneider | (1) Maximum 3 auxiliary contacts can be installed between 2 contactors with mechanical interlock kit. | OTHER | LC1G800 | 13 | INR | INDIA | 2025-07-15 | Schneider Switching & Controlling Pricelist WEF 15th Jul 25 | 883 | T054 | (1) Maximum 3 auxiliary contacts can be installed between 2 contactors with mechanical interlock kit.
Schneider | *Note: For LR9D01 to LR9D32 - Terminal Block for Clip on Mounting LAD7B205. | OTHER | LC2K | 20308 | INR | INDIA | 2025-07-15 | Schneider Switching & Controlling Pricelist WEF 15th Jul 25 | 934 | T055 | *Note: For LR9D01 to LR9D32 - Terminal Block for Clip on Mounting LAD7B205.
Schneider | Motor Power Auxiliary Contacts AC Control Reference Unit MRP [`] (kW) | OTHER | LC2K0601 | 6095 | INR | INDIA | 2025-07-15 | Schneider Switching & Controlling Pricelist WEF 15th Jul 25 | 350 | T020 | Motor Power Auxiliary Contacts AC Control Reference Unit MRP [`] (kW)
Schneider | Motor Power Auxiliary Contacts AC Control Reference Unit MRP [`] (kW) | OTHER | LC2K0610 | 6095 | INR | INDIA | 2025-07-15 | Schneider Switching & Controlling Pricelist WEF 15th Jul 25 | 351 | T020 | Motor Power Auxiliary Contacts AC Control Reference Unit MRP [`] (kW)
Schneider | Motor Power Auxiliary Contacts AC Control Reference Unit MRP [`] (kW) | OTHER | LC2K0901 | 6505 | INR | INDIA | 2025-07-15 | Schneider Switching & Controlling Pricelist WEF 15th Jul 25 | 352 | T020 | Motor Power Auxiliary Contacts AC Control Reference Unit MRP [`] (kW)
Schneider | Motor Power Auxiliary Contacts AC Control Reference Unit MRP [`] (kW) | OTHER | LC2K0910 | 6505 | INR | INDIA | 2025-07-15 | Schneider Switching & Controlling Pricelist WEF 15th Jul 25 | 353 | T020 | Motor Power Auxiliary Contacts AC Control Reference Unit MRP [`] (kW)
Schneider | Motor Power Auxiliary Contacts AC Control Reference Unit MRP [`] (kW) | OTHER | LC2K1201 | 6705 | INR | INDIA | 2025-07-15 | Schneider Switching & Controlling Pricelist WEF 15th Jul 25 | 354 | T020 | Motor Power Auxiliary Contacts AC Control Reference Unit MRP [`] (kW)
Schneider | Motor Power Auxiliary Contacts AC Control Reference Unit MRP [`] (kW) | OTHER | LC2K1210 | 6705 | INR | INDIA | 2025-07-15 | Schneider Switching & Controlling Pricelist WEF 15th Jul 25 | 355 | T020 | Motor Power Auxiliary Contacts AC Control Reference Unit MRP [`] (kW)
Schneider | Motor Power Auxiliary Contacts AC Control Reference Unit MRP [`] (kW) | OTHER | LC2K1601 | 9005 | INR | INDIA | 2025-07-15 | Schneider Switching & Controlling Pricelist WEF 15th Jul 25 | 356 | T020 | Motor Power Auxiliary Contacts AC Control Reference Unit MRP [`] (kW)
Schneider | Motor Power Auxiliary Contacts AC Control Reference Unit MRP [`] (kW) | OTHER | LC2K1610 | 7485 | INR | INDIA | 2025-07-15 | Schneider Switching & Controlling Pricelist WEF 15th Jul 25 | 357 | T020 | Motor Power Auxiliary Contacts AC Control Reference Unit MRP [`] (kW)
Schneider | *Note: For LR9D01 to LR9D32 - Terminal Block for Clip on Mounting LAD7B205. | OTHER | LP2K | 20308 | INR | INDIA | 2025-07-15 | Schneider Switching & Controlling Pricelist WEF 15th Jul 25 | 934 | T055 | *Note: For LR9D01 to LR9D32 - Terminal Block for Clip on Mounting LAD7B205.
Schneider | *Note: For LR9D01 to LR9D32 - Terminal Block for Clip on Mounting LAD7B205. | OTHER | LP4K | 20307 | INR | INDIA | 2025-07-15 | Schneider Switching & Controlling Pricelist WEF 15th Jul 25 | 933 | T055 | *Note: For LR9D01 to LR9D32 - Terminal Block for Clip on Mounting LAD7B205.
Schneider | TeSys Range of Products GV2P, GV4P GV3P, GV2ME GV4PEM LR2K, LRD, LR9D, LR9F LR9G EOCR | OTHER | LR2K | 9 | INR | INDIA | 2025-07-15 | Schneider Switching & Controlling Pricelist WEF 15th Jul 25 | 892 | T054 | TeSys Range of Products GV2P, GV4P GV3P, GV2ME GV4PEM LR2K, LRD, LR9D, LR9F LR9G EOCR
Schneider | GV2P GV3P GV2ME GV4PEM LR2K LR9D LRD LR9F LR9G EOCR TeSys Ultra TeSys T TeSys Island | OTHER | LR2K | 9 | INR | INDIA | 2025-07-15 | Schneider Switching & Controlling Pricelist WEF 15th Jul 25 | 893 | T054 | GV2P GV3P GV2ME GV4PEM LR2K LR9D LRD LR9F LR9G EOCR TeSys Ultra TeSys T TeSys Island
Schneider | Thermal Overload Relays - Tesys K Series (Direct Mounting) Electronic Overload Relay - TeSys Deca Series | OTHER | LR2K0301 | 2860 | INR | INDIA | 2025-07-15 | Schneider Switching & Controlling Pricelist WEF 15th Jul 25 | 925 | T055 | Thermal Overload Relays - Tesys K Series (Direct Mounting) Electronic Overload Relay - TeSys Deca Series
Schneider | Thermal Overload Relays - Tesys K Series (Direct Mounting) Electronic Overload Relay - TeSys Deca Series | OTHER | LR2K0302 | 2860 | INR | INDIA | 2025-07-15 | Schneider Switching & Controlling Pricelist WEF 15th Jul 25 | 926 | T055 | Thermal Overload Relays - Tesys K Series (Direct Mounting) Electronic Overload Relay - TeSys Deca Series
Schneider | Thermal Overload Relays - Tesys K Series (Direct Mounting) Electronic Overload Relay - TeSys Deca Series | OTHER | LR2K0303 | 2860 | INR | INDIA | 2025-07-15 | Schneider Switching & Controlling Pricelist WEF 15th Jul 25 | 927 | T055 | Thermal Overload Relays - Tesys K Series (Direct Mounting) Electronic Overload Relay - TeSys Deca Series
Schneider | Thermal Overload Relays - Tesys K Series (Direct Mounting) Electronic Overload Relay - TeSys Deca Series | OTHER | LR2K0304 | 2860 | INR | INDIA | 2025-07-15 | Schneider Switching & Controlling Pricelist WEF 15th Jul 25 | 928 | T055 | Thermal Overload Relays - Tesys K Series (Direct Mounting) Electronic Overload Relay - TeSys Deca Series
Schneider | Thermal Overload Relays - Tesys K Series (Direct Mounting) Electronic Overload Relay - TeSys Deca Series | OTHER | LR2K0305 | 2860 | INR | INDIA | 2025-07-15 | Schneider Switching & Controlling Pricelist WEF 15th Jul 25 | 930 | T055 | Thermal Overload Relays - Tesys K Series (Direct Mounting) Electronic Overload Relay - TeSys Deca Series
Schneider | Thermal Overload Relays - Tesys K Series (Direct Mounting) Electronic Overload Relay - TeSys Deca Series | OTHER | LR2K0306 | 2860 | INR | INDIA | 2025-07-15 | Schneider Switching & Controlling Pricelist WEF 15th Jul 25 | 931 | T055 | Thermal Overload Relays - Tesys K Series (Direct Mounting) Electronic Overload Relay - TeSys Deca Series
Schneider | *Note: For LR9D01 to LR9D32 - Terminal Block for Clip on Mounting LAD7B205. | OTHER | LR2K0307 | 2860 | INR | INDIA | 2025-07-15 | Schneider Switching & Controlling Pricelist WEF 15th Jul 25 | 933 | T055 | *Note: For LR9D01 to LR9D32 - Terminal Block for Clip on Mounting LAD7B205.
Schneider | *Note: For LR9D01 to LR9D32 - Terminal Block for Clip on Mounting LAD7B205. | OTHER | LR2K0308 | 2860 | INR | INDIA | 2025-07-15 | Schneider Switching & Controlling Pricelist WEF 15th Jul 25 | 934 | T055 | *Note: For LR9D01 to LR9D32 - Terminal Block for Clip on Mounting LAD7B205.
Schneider | *Note: For LR9D01 to LR9D32 - Terminal Block for Clip on Mounting LAD7B205. | OTHER | LR2K0310 | 2860 | INR | INDIA | 2025-07-15 | Schneider Switching & Controlling Pricelist WEF 15th Jul 25 | 935 | T055 | *Note: For LR9D01 to LR9D32 - Terminal Block for Clip on Mounting LAD7B205.
Schneider | *Note: For LR9D01 to LR9D32 - Terminal Block for Clip on Mounting LAD7B205. | OTHER | LR2K0312 | 2860 | INR | INDIA | 2025-07-15 | Schneider Switching & Controlling Pricelist WEF 15th Jul 25 | 936 | T055 | *Note: For LR9D01 to LR9D32 - Terminal Block for Clip on Mounting LAD7B205.
Schneider | *Note: For LR9D01 to LR9D32 - Terminal Block for Clip on Mounting LAD7B205. | OTHER | LR2K0314 | 2860 | INR | INDIA | 2025-07-15 | Schneider Switching & Controlling Pricelist WEF 15th Jul 25 | 937 | T055 | *Note: For LR9D01 to LR9D32 - Terminal Block for Clip on Mounting LAD7B205.
Schneider | *Note: For LR9D01 to LR9D32 - Terminal Block for Clip on Mounting LAD7B205. | OTHER | LR2K0316 | 2860 | INR | INDIA | 2025-07-15 | Schneider Switching & Controlling Pricelist WEF 15th Jul 25 | 938 | T055 | *Note: For LR9D01 to LR9D32 - Terminal Block for Clip on Mounting LAD7B205.
Schneider | *Note: For LR9D01 to LR9D32 - Terminal Block for Clip on Mounting LAD7B205. | OTHER | LR2K0321 | 2960 | INR | INDIA | 2025-07-15 | Schneider Switching & Controlling Pricelist WEF 15th Jul 25 | 939 | T055 | *Note: For LR9D01 to LR9D32 - Terminal Block for Clip on Mounting LAD7B205.
Schneider | TeSys Range of Products GV2P, GV4P GV3P, GV2ME GV4PEM LR2K, LRD, LR9D, LR9F LR9G EOCR | OTHER | LR9D | 9 | INR | INDIA | 2025-07-15 | Schneider Switching & Controlling Pricelist WEF 15th Jul 25 | 892 | T054 | TeSys Range of Products GV2P, GV4P GV3P, GV2ME GV4PEM LR2K, LRD, LR9D, LR9F LR9G EOCR
Schneider | GV2P GV3P GV2ME GV4PEM LR2K LR9D LRD LR9F LR9G EOCR TeSys Ultra TeSys T TeSys Island | OTHER | LR9D | 9 | INR | INDIA | 2025-07-15 | Schneider Switching & Controlling Pricelist WEF 15th Jul 25 | 893 | T054 | GV2P GV3P GV2ME GV4PEM LR2K LR9D LRD LR9F LR9G EOCR TeSys Ultra TeSys T TeSys Island
Schneider | Thermal Overload Relays - Tesys K Series (Direct Mounting) Electronic Overload Relay - TeSys Deca Series | OTHER | LR9D01 | 12795 | INR | INDIA | 2025-07-15 | Schneider Switching & Controlling Pricelist WEF 15th Jul 25 | 925 | T055 | Thermal Overload Relays - Tesys K Series (Direct Mounting) Electronic Overload Relay - TeSys Deca Series
Schneider | Thermal Overload Relays - Tesys K Series (Direct Mounting) Electronic Overload Relay - TeSys Deca Series | OTHER | LR9D02 | 13135 | INR | INDIA | 2025-07-15 | Schneider Switching & Controlling Pricelist WEF 15th Jul 25 | 926 | T055 | Thermal Overload Relays - Tesys K Series (Direct Mounting) Electronic Overload Relay - TeSys Deca Series
Schneider | Thermal Overload Relays - Tesys K Series (Direct Mounting) Electronic Overload Relay - TeSys Deca Series | OTHER | LR9D08 | 13135 | INR | INDIA | 2025-07-15 | Schneider Switching & Controlling Pricelist WEF 15th Jul 25 | 927 | T055 | Thermal Overload Relays - Tesys K Series (Direct Mounting) Electronic Overload Relay - TeSys Deca Series
Schneider | TeSys Range of Products GV2P, GV4P GV3P, GV2ME GV4PEM LR2K, LRD, LR9D, LR9F LR9G EOCR | OTHER | LR9F | 9 | INR | INDIA | 2025-07-15 | Schneider Switching & Controlling Pricelist WEF 15th Jul 25 | 892 | T054 | TeSys Range of Products GV2P, GV4P GV3P, GV2ME GV4PEM LR2K, LRD, LR9D, LR9F LR9G EOCR
Schneider | GV2P GV3P GV2ME GV4PEM LR2K LR9D LRD LR9F LR9G EOCR TeSys Ultra TeSys T TeSys Island | OTHER | LR9F | 9 | INR | INDIA | 2025-07-15 | Schneider Switching & Controlling Pricelist WEF 15th Jul 25 | 893 | T054 | GV2P GV3P GV2ME GV4PEM LR2K LR9D LRD LR9F LR9G EOCR TeSys Ultra TeSys T TeSys Island
Schneider | *Note: For LR9D01 to LR9D32 - Terminal Block for Clip on Mounting LAD7B205. | OTHER | LR9G115 | 22805 | INR | INDIA | 2025-07-15 | Schneider Switching & Controlling Pricelist WEF 15th Jul 25 | 944 | T056 | *Note: For LR9D01 to LR9D32 - Terminal Block for Clip on Mounting LAD7B205.
Schneider | *Note: For LR9D01 to LR9D32 - Terminal Block for Clip on Mounting LAD7B205. | OTHER | LR9G225 | 26610 | INR | INDIA | 2025-07-15 | Schneider Switching & Controlling Pricelist WEF 15th Jul 25 | 945 | T056 | *Note: For LR9D01 to LR9D32 - Terminal Block for Clip on Mounting LAD7B205.
Schneider | *Note: For LR9D01 to LR9D32 - Terminal Block for Clip on Mounting LAD7B205. | OTHER | LR9G500 | 31295 | INR | INDIA | 2025-07-15 | Schneider Switching & Controlling Pricelist WEF 15th Jul 25 | 946 | T056 | *Note: For LR9D01 to LR9D32 - Terminal Block for Clip on Mounting LAD7B205.
Schneider | Thermal Protection Unit MRP Adjustment Range For Use With Reference* [`] | OTHER | LRD01 | 2815 | INR | INDIA | 2025-07-15 | Schneider Switching & Controlling Pricelist WEF 15th Jul 25 | 950 | T057 | Thermal Protection Unit MRP Adjustment Range For Use With Reference* [`]
Schneider | Thermal Protection Unit MRP Adjustment Range For Use With Reference* [`] | OTHER | LRD02 | 2815 | INR | INDIA | 2025-07-15 | Schneider Switching & Controlling Pricelist WEF 15th Jul 25 | 951 | T057 | Thermal Protection Unit MRP Adjustment Range For Use With Reference* [`]
Schneider | Thermal Protection Unit MRP Adjustment Range For Use With Reference* [`] | OTHER | LRD03 | 2815 | INR | INDIA | 2025-07-15 | Schneider Switching & Controlling Pricelist WEF 15th Jul 25 | 952 | T057 | Thermal Protection Unit MRP Adjustment Range For Use With Reference* [`]
Schneider | Thermal Protection Unit MRP Adjustment Range For Use With Reference* [`] | OTHER | LRD04 | 2815 | INR | INDIA | 2025-07-15 | Schneider Switching & Controlling Pricelist WEF 15th Jul 25 | 953 | T057 | Thermal Protection Unit MRP Adjustment Range For Use With Reference* [`]
Schneider | Thermal Protection Unit MRP Adjustment Range For Use With Reference* [`] | OTHER | LRD05 | 2815 | INR | INDIA | 2025-07-15 | Schneider Switching & Controlling Pricelist WEF 15th Jul 25 | 954 | T057 | Thermal Protection Unit MRP Adjustment Range For Use With Reference* [`]
Schneider | Thermal Protection Unit MRP Adjustment Range For Use With Reference* [`] | OTHER | LRD06 | 2815 | INR | INDIA | 2025-07-15 | Schneider Switching & Controlling Pricelist WEF 15th Jul 25 | 956 | T057 | Thermal Protection Unit MRP Adjustment Range For Use With Reference* [`]
Schneider | Thermal Protection Unit MRP Adjustment Range For Use With Reference* [`] | OTHER | LRD07 | 2815 | INR | INDIA | 2025-07-15 | Schneider Switching & Controlling Pricelist WEF 15th Jul 25 | 957 | T057 | Thermal Protection Unit MRP Adjustment Range For Use With Reference* [`]
Schneider | Thermal Protection Unit MRP Adjustment Range For Use With Reference* [`] | OTHER | LRD08 | 2815 | INR | INDIA | 2025-07-15 | Schneider Switching & Controlling Pricelist WEF 15th Jul 25 | 959 | T057 | Thermal Protection Unit MRP Adjustment Range For Use With Reference* [`]
Schneider | Thermal Protection Unit MRP Adjustment Range For Use With Reference* [`] | OTHER | LRD10 | 2815 | INR | INDIA | 2025-07-15 | Schneider Switching & Controlling Pricelist WEF 15th Jul 25 | 960 | T057 | Thermal Protection Unit MRP Adjustment Range For Use With Reference* [`]
Schneider | Thermal Protection Unit MRP Adjustment Range For Use With Reference* [`] | OTHER | LRD12 | 2815 | INR | INDIA | 2025-07-15 | Schneider Switching & Controlling Pricelist WEF 15th Jul 25 | 961 | T057 | Thermal Protection Unit MRP Adjustment Range For Use With Reference* [`]
Schneider | Thermal Protection Unit MRP Adjustment Range For Use With Reference* [`] | OTHER | LRD14 | 3155 | INR | INDIA | 2025-07-15 | Schneider Switching & Controlling Pricelist WEF 15th Jul 25 | 962 | T057 | Thermal Protection Unit MRP Adjustment Range For Use With Reference* [`]
Schneider | Thermal Protection Unit MRP Adjustment Range For Use With Reference* [`] | OTHER | LRD16 | 3155 | INR | INDIA | 2025-07-15 | Schneider Switching & Controlling Pricelist WEF 15th Jul 25 | 963 | T057 | Thermal Protection Unit MRP Adjustment Range For Use With Reference* [`]
Schneider | Thermal Protection Unit MRP Adjustment Range For Use With Reference* [`] | OTHER | LRD21 | 3250 | INR | INDIA | 2025-07-15 | Schneider Switching & Controlling Pricelist WEF 15th Jul 25 | 964 | T057 | Thermal Protection Unit MRP Adjustment Range For Use With Reference* [`]
Schneider | Thermal Protection Unit MRP Adjustment Range For Use With Reference* [`] | OTHER | LRD22 | 3250 | INR | INDIA | 2025-07-15 | Schneider Switching & Controlling Pricelist WEF 15th Jul 25 | 965 | T057 | Thermal Protection Unit MRP Adjustment Range For Use With Reference* [`]
Schneider | Thermal Protection Unit MRP Adjustment Range For Use With Reference* [`] | OTHER | LRD32 | 5225 | INR | INDIA | 2025-07-15 | Schneider Switching & Controlling Pricelist WEF 15th Jul 25 | 966 | T057 | Thermal Protection Unit MRP Adjustment Range For Use With Reference* [`]
Schneider | Thermal Protection Unit MRP Adjustment Range For Use With Reference* [`] | OTHER | LRD332 | 5790 | INR | INDIA | 2025-07-15 | Schneider Switching & Controlling Pricelist WEF 15th Jul 25 | 968 | T057 | Thermal Protection Unit MRP Adjustment Range For Use With Reference* [`]
Schneider | Thermal Protection Unit MRP Adjustment Range For Use With Reference* [`] | OTHER | LRD3353 | 5790 | INR | INDIA | 2025-07-15 | Schneider Switching & Controlling Pricelist WEF 15th Jul 25 | 969 | T057 | Thermal Protection Unit MRP Adjustment Range For Use With Reference* [`]
Schneider | Thermal Protection Unit MRP Adjustment Range For Use With Reference* [`] | OTHER | LRD3355 | 5790 | INR | INDIA | 2025-07-15 | Schneider Switching & Controlling Pricelist WEF 15th Jul 25 | 971 | T057 | Thermal Protection Unit MRP Adjustment Range For Use With Reference* [`]
Schneider | Thermal Protection Unit MRP Adjustment Range For Use With Reference* [`] | OTHER | LRD3357 | 9490 | INR | INDIA | 2025-07-15 | Schneider Switching & Controlling Pricelist WEF 15th Jul 25 | 973 | T057 | Thermal Protection Unit MRP Adjustment Range For Use With Reference* [`]
Schneider | Thermal Protection Unit MRP Adjustment Range For Use With Reference* [`] | OTHER | LRD3359 | 10180 | INR | INDIA | 2025-07-15 | Schneider Switching & Controlling Pricelist WEF 15th Jul 25 | 976 | T057 | Thermal Protection Unit MRP Adjustment Range For Use With Reference* [`]
Schneider | Thermal Protection Unit MRP Adjustment Range For Use With Reference* [`] | OTHER | LRD3363 | 11050 | INR | INDIA | 2025-07-15 | Schneider Switching & Controlling Pricelist WEF 15th Jul 25 | 977 | T057 | Thermal Protection Unit MRP Adjustment Range For Use With Reference* [`]
Schneider | Thermal Protection Unit MRP Adjustment Range For Use With Reference* [`] | OTHER | LRD3365 | 13640 | INR | INDIA | 2025-07-15 | Schneider Switching & Controlling Pricelist WEF 15th Jul 25 | 978 | T057 | Thermal Protection Unit MRP Adjustment Range For Use With Reference* [`]
Schneider | Thermal Protection Unit MRP Adjustment Range For Use With Reference* [`] | OTHER | LRD340 | 5790 | INR | INDIA | 2025-07-15 | Schneider Switching & Controlling Pricelist WEF 15th Jul 25 | 970 | T057 | Thermal Protection Unit MRP Adjustment Range For Use With Reference* [`]
Schneider | Thermal Protection Unit MRP Adjustment Range For Use With Reference* [`] | OTHER | LRD35 | 5225 | INR | INDIA | 2025-07-15 | Schneider Switching & Controlling Pricelist WEF 15th Jul 25 | 967 | T057 | Thermal Protection Unit MRP Adjustment Range For Use With Reference* [`]
Schneider | Thermal Protection Unit MRP Adjustment Range For Use With Reference* [`] | OTHER | LRD350 | 7935 | INR | INDIA | 2025-07-15 | Schneider Switching & Controlling Pricelist WEF 15th Jul 25 | 972 | T057 | Thermal Protection Unit MRP Adjustment Range For Use With Reference* [`]
Schneider | Thermal Protection Unit MRP Adjustment Range For Use With Reference* [`] | OTHER | LRD365 | 10180 | INR | INDIA | 2025-07-15 | Schneider Switching & Controlling Pricelist WEF 15th Jul 25 | 974 | T057 | Thermal Protection Unit MRP Adjustment Range For Use With Reference* [`]
Schneider | Thermal Protection Unit MRP Adjustment Range For Use With Reference* [`] | OTHER | LRD380 | 10620 | INR | INDIA | 2025-07-15 | Schneider Switching & Controlling Pricelist WEF 15th Jul 25 | 975 | T057 | Thermal Protection Unit MRP Adjustment Range For Use With Reference* [`]
Schneider | Accessories for Relay | OTHER | LRE01 | 1 | INR | INDIA | 2025-07-15 | Schneider Switching & Controlling Pricelist WEF 15th Jul 25 | 243 | T012 | Accessories for Relay
Schneider | For details on non standard references, technical parameters, accessories, compatibility, stockable and non stockable status please contact Customer Care | OTHER | LRE03 | 2530 | INR | INDIA | 2025-07-15 | Schneider Switching & Controlling Pricelist WEF 15th Jul 25 | 208 | T010 | For details on non standard references, technical parameters, accessories, compatibility, stockable and non stockable status please contact Customer Care
Schneider | For details on non standard references, technical parameters, accessories, compatibility, stockable and non stockable status please contact Customer Care | OTHER | LRE04 | 2530 | INR | INDIA | 2025-07-15 | Schneider Switching & Controlling Pricelist WEF 15th Jul 25 | 209 | T010 | For details on non standard references, technical parameters, accessories, compatibility, stockable and non stockable status please contact Customer Care
Schneider | For details on non standard references, technical parameters, accessories, compatibility, stockable and non stockable status please contact Customer Care | OTHER | LRE05 | 2530 | INR | INDIA | 2025-07-15 | Schneider Switching & Controlling Pricelist WEF 15th Jul 25 | 210 | T010 | For details on non standard references, technical parameters, accessories, compatibility, stockable and non stockable status please contact Customer Care
Schneider | For details on non standard references, technical parameters, accessories, compatibility, stockable and non stockable status please contact Customer Care | OTHER | LRE06 | 2530 | INR | INDIA | 2025-07-15 | Schneider Switching & Controlling Pricelist WEF 15th Jul 25 | 211 | T010 | For details on non standard references, technical parameters, accessories, compatibility, stockable and non stockable status please contact Customer Care
Schneider | For details on non standard references, technical parameters, accessories, compatibility, stockable and non stockable status please contact Customer Care | OTHER | LRE07 | 2530 | INR | INDIA | 2025-07-15 | Schneider Switching & Controlling Pricelist WEF 15th Jul 25 | 212 | T010 | For details on non standard references, technical parameters, accessories, compatibility, stockable and non stockable status please contact Customer Care
Schneider | For details on non standard references, technical parameters, accessories, compatibility, stockable and non stockable status please contact Customer Care | OTHER | LRE08 | 2530 | INR | INDIA | 2025-07-15 | Schneider Switching & Controlling Pricelist WEF 15th Jul 25 | 213 | T010 | For details on non standard references, technical parameters, accessories, compatibility, stockable and non stockable status please contact Customer Care
Schneider | For details on non standard references, technical parameters, accessories, compatibility, stockable and non stockable status please contact Customer Care | OTHER | LRE10 | 2530 | INR | INDIA | 2025-07-15 | Schneider Switching & Controlling Pricelist WEF 15th Jul 25 | 214 | T010 | For details on non standard references, technical parameters, accessories, compatibility, stockable and non stockable status please contact Customer Care
Schneider | For details on non standard references, technical parameters, accessories, compatibility, stockable and non stockable status please contact Customer Care | OTHER | LRE12 | 2530 | INR | INDIA | 2025-07-15 | Schneider Switching & Controlling Pricelist WEF 15th Jul 25 | 215 | T010 | For details on non standard references, technical parameters, accessories, compatibility, stockable and non stockable status please contact Customer Care
Schneider | For details on non standard references, technical parameters, accessories, compatibility, stockable and non stockable status please contact Customer Care | OTHER | LRE14 | 2530 | INR | INDIA | 2025-07-15 | Schneider Switching & Controlling Pricelist WEF 15th Jul 25 | 216 | T010 | For details on non standard references, technical parameters, accessories, compatibility, stockable and non stockable status please contact Customer Care
Schneider | For details on non standard references, technical parameters, accessories, compatibility, stockable and non stockable status please contact Customer Care | OTHER | LRE16 | 2530 | INR | INDIA | 2025-07-15 | Schneider Switching & Controlling Pricelist WEF 15th Jul 25 | 217 | T010 | For details on non standard references, technical parameters, accessories, compatibility, stockable and non stockable status please contact Customer Care
Schneider | For details on non standard references, technical parameters, accessories, compatibility, stockable and non stockable status please contact Customer Care | OTHER | LRE21 | 2805 | INR | INDIA | 2025-07-15 | Schneider Switching & Controlling Pricelist WEF 15th Jul 25 | 218 | T010 | For details on non standard references, technical parameters, accessories, compatibility, stockable and non stockable status please contact Customer Care
Schneider | For details on non standard references, technical parameters, accessories, compatibility, stockable and non stockable status please contact Customer Care | OTHER | LRE22 | 3240 | INR | INDIA | 2025-07-15 | Schneider Switching & Controlling Pricelist WEF 15th Jul 25 | 219 | T010 | For details on non standard references, technical parameters, accessories, compatibility, stockable and non stockable status please contact Customer Care
Schneider | For details on non standard references, technical parameters, accessories, compatibility, stockable and non stockable status please contact Customer Care | OTHER | LRE32 | 4330 | INR | INDIA | 2025-07-15 | Schneider Switching & Controlling Pricelist WEF 15th Jul 25 | 220 | T010 | For details on non standard references, technical parameters, accessories, compatibility, stockable and non stockable status please contact Customer Care
Schneider | For details on non standard references, technical parameters, accessories, compatibility, stockable and non stockable status please contact Customer Care | OTHER | LRE322 | 5505 | INR | INDIA | 2025-07-15 | Schneider Switching & Controlling Pricelist WEF 15th Jul 25 | 222 | T010 | For details on non standard references, technical parameters, accessories, compatibility, stockable and non stockable status please contact Customer Care
Schneider | Accessories for Relay | OTHER | LRE322 | 3 | INR | INDIA | 2025-07-15 | Schneider Switching & Controlling Pricelist WEF 15th Jul 25 | 244 | T012 | Accessories for Relay
Schneider | For details on non standard references, technical parameters, accessories, compatibility, stockable and non stockable status please contact Customer Care | OTHER | LRE35 | 4880 | INR | INDIA | 2025-07-15 | Schneider Switching & Controlling Pricelist WEF 15th Jul 25 | 221 | T010 | For details on non standard references, technical parameters, accessories, compatibility, stockable and non stockable status please contact Customer Care
Schneider | Accessories for Relay | OTHER | LRE35 | 1 | INR | INDIA | 2025-07-15 | Schneider Switching & Controlling Pricelist WEF 15th Jul 25 | 243 | T012 | Accessories for Relay
Schneider | For details on non standard references, technical parameters, accessories, compatibility, stockable and non stockable status please contact Customer Care | OTHER | LRE353 | 5505 | INR | INDIA | 2025-07-15 | Schneider Switching & Controlling Pricelist WEF 15th Jul 25 | 223 | T010 | For details on non standard references, technical parameters, accessories, compatibility, stockable and non stockable status please contact Customer Care
Schneider | For details on non standard references, technical parameters, accessories, compatibility, stockable and non stockable status please contact Customer Care | OTHER | LRE355 | 5505 | INR | INDIA | 2025-07-15 | Schneider Switching & Controlling Pricelist WEF 15th Jul 25 | 224 | T010 | For details on non standard references, technical parameters, accessories, compatibility, stockable and non stockable status please contact Customer Care
Schneider | For details on non standard references, technical parameters, accessories, compatibility, stockable and non stockable status please contact Customer Care | OTHER | LRE357 | 5505 | INR | INDIA | 2025-07-15 | Schneider Switching & Controlling Pricelist WEF 15th Jul 25 | 225 | T010 | For details on non standard references, technical parameters, accessories, compatibility, stockable and non stockable status please contact Customer Care
Schneider | For details on non standard references, technical parameters, accessories, compatibility, stockable and non stockable status please contact Customer Care | OTHER | LRE359 | 7225 | INR | INDIA | 2025-07-15 | Schneider Switching & Controlling Pricelist WEF 15th Jul 25 | 226 | T010 | For details on non standard references, technical parameters, accessories, compatibility, stockable and non stockable status please contact Customer Care
Schneider | For details on non standard references, technical parameters, accessories, compatibility, stockable and non stockable status please contact Customer Care | OTHER | LRE361 | 8555 | INR | INDIA | 2025-07-15 | Schneider Switching & Controlling Pricelist WEF 15th Jul 25 | 230 | T011 | For details on non standard references, technical parameters, accessories, compatibility, stockable and non stockable status please contact Customer Care
Schneider | For details on non standard references, technical parameters, accessories, compatibility, stockable and non stockable status please contact Customer Care | OTHER | LRE363 | 8935 | INR | INDIA | 2025-07-15 | Schneider Switching & Controlling Pricelist WEF 15th Jul 25 | 231 | T011 | For details on non standard references, technical parameters, accessories, compatibility, stockable and non stockable status please contact Customer Care
Schneider | For details on non standard references, technical parameters, accessories, compatibility, stockable and non stockable status please contact Customer Care | OTHER | LRE365 | 8935 | INR | INDIA | 2025-07-15 | Schneider Switching & Controlling Pricelist WEF 15th Jul 25 | 232 | T011 | For details on non standard references, technical parameters, accessories, compatibility, stockable and non stockable status please contact Customer Care
Schneider | Accessories for Relay | OTHER | LRE365 | 3 | INR | INDIA | 2025-07-15 | Schneider Switching & Controlling Pricelist WEF 15th Jul 25 | 244 | T012 | Accessories for Relay
Schneider | For details on non standard references, technical parameters, accessories, compatibility, stockable and non stockable status please contact Customer Care | OTHER | LRE480 | 16730 | INR | INDIA | 2025-07-15 | Schneider Switching & Controlling Pricelist WEF 15th Jul 25 | 233 | T011 | For details on non standard references, technical parameters, accessories, compatibility, stockable and non stockable status please contact Customer Care
Schneider | For details on non standard references, technical parameters, accessories, compatibility, stockable and non stockable status please contact Customer Care | OTHER | LRE481 | 16730 | INR | INDIA | 2025-07-15 | Schneider Switching & Controlling Pricelist WEF 15th Jul 25 | 234 | T011 | For details on non standard references, technical parameters, accessories, compatibility, stockable and non stockable status please contact Customer Care
Schneider | For details on non standard references, technical parameters, accessories, compatibility, stockable and non stockable status please contact Customer Care | OTHER | LRE482 | 16730 | INR | INDIA | 2025-07-15 | Schneider Switching & Controlling Pricelist WEF 15th Jul 25 | 235 | T011 | For details on non standard references, technical parameters, accessories, compatibility, stockable and non stockable status please contact Customer Care
Schneider | For details on non standard references, technical parameters, accessories, compatibility, stockable and non stockable status please contact Customer Care | OTHER | LRE483 | 16730 | INR | INDIA | 2025-07-15 | Schneider Switching & Controlling Pricelist WEF 15th Jul 25 | 236 | T011 | For details on non standard references, technical parameters, accessories, compatibility, stockable and non stockable status please contact Customer Care
Schneider | For details on non standard references, technical parameters, accessories, compatibility, stockable and non stockable status please contact Customer Care | OTHER | LRE484 | 16730 | INR | INDIA | 2025-07-15 | Schneider Switching & Controlling Pricelist WEF 15th Jul 25 | 237 | T011 | For details on non standard references, technical parameters, accessories, compatibility, stockable and non stockable status please contact Customer Care
Schneider | For details on non standard references, technical parameters, accessories, compatibility, stockable and non stockable status please contact Customer Care | OTHER | LRE485 | 16730 | INR | INDIA | 2025-07-15 | Schneider Switching & Controlling Pricelist WEF 15th Jul 25 | 238 | T011 | For details on non standard references, technical parameters, accessories, compatibility, stockable and non stockable status please contact Customer Care
Schneider | For details on non standard references, technical parameters, accessories, compatibility, stockable and non stockable status please contact Customer Care | OTHER | LRE486 | 18230 | INR | INDIA | 2025-07-15 | Schneider Switching & Controlling Pricelist WEF 15th Jul 25 | 239 | T011 | For details on non standard references, technical parameters, accessories, compatibility, stockable and non stockable status please contact Customer Care
Schneider | For details on non standard references, technical parameters, accessories, compatibility, stockable and non stockable status please contact Customer Care | OTHER | LRE487 | 22180 | INR | INDIA | 2025-07-15 | Schneider Switching & Controlling Pricelist WEF 15th Jul 25 | 240 | T011 | For details on non standard references, technical parameters, accessories, compatibility, stockable and non stockable status please contact Customer Care
Schneider | TeSys T Expansion Module1, 2 Operator Control Display | OTHER | LTMCC0043 | 1 | INR | INDIA | 2025-07-15 | Schneider Switching & Controlling Pricelist WEF 15th Jul 25 | 1432 | T076 | TeSys T Expansion Module1, 2 Operator Control Display
Schneider | Side contacts 2NO LUA8E20 | OTHER | LU2B | 120 | INR | INDIA | 2025-07-15 | Schneider Switching & Controlling Pricelist WEF 15th Jul 25 | 1387 | T076 | Side contacts 2NO LUA8E20
Schneider | Side contacts 2NO LUA8E20 | OTHER | LUA1C | 20 | INR | INDIA | 2025-07-15 | Schneider Switching & Controlling Pricelist WEF 15th Jul 25 | 1399 | T076 | Side contacts 2NO LUA8E20
Schneider | TeSys T Expansion Module1, 2 Operator Control Display | OTHER | RS485 | 3002 | INR | INDIA | 2025-07-15 | Schneider Switching & Controlling Pricelist WEF 15th Jul 25 | 1451 | T076 | TeSys T Expansion Module1, 2 Operator Control Display
Schneider | Side contacts 2NO LUA8E20 | OTHER | UL508 | 9 | INR | INDIA | 2025-07-15 | Schneider Switching & Controlling Pricelist WEF 15th Jul 25 | 1385 | T076 | Side contacts 2NO LUA8E20
Schneider | t Suitable for Front Mounting or Base Mounting | OTHER | VCF01 | 3155 | INR | INDIA | 2025-07-15 | Schneider Switching & Controlling Pricelist WEF 15th Jul 25 | 1205 | T073 | t Suitable for Front Mounting or Base Mounting
Schneider | Description For Use with Rating in A Pole Earth Contact Auxiliary Reference Unit MRP | OTHER | VCF01 | 1 | INR | INDIA | 2025-07-15 | Schneider Switching & Controlling Pricelist WEF 15th Jul 25 | 1229 | T075 | Description For Use with Rating in A Pole Earth Contact Auxiliary Reference Unit MRP
Schneider | t Suitable for Front Mounting or Base Mounting | OTHER | VCF02 | 2900 | INR | INDIA | 2025-07-15 | Schneider Switching & Controlling Pricelist WEF 15th Jul 25 | 1204 | T073 | t Suitable for Front Mounting or Base Mounting
Schneider | Description For Use with Rating in A Pole Earth Contact Auxiliary Reference Unit MRP | OTHER | VCF02 | 1 | INR | INDIA | 2025-07-15 | Schneider Switching & Controlling Pricelist WEF 15th Jul 25 | 1228 | T075 | Description For Use with Rating in A Pole Earth Contact Auxiliary Reference Unit MRP
Schneider | Description For Use with Rating in A Pole Earth Contact Auxiliary Reference Unit MRP | OTHER | VCF02 | 1 | INR | INDIA | 2025-07-15 | Schneider Switching & Controlling Pricelist WEF 15th Jul 25 | 1235 | T075 | Description For Use with Rating in A Pole Earth Contact Auxiliary Reference Unit MRP
Schneider | Description For Use with Rating in A Pole Earth Contact Auxiliary Reference Unit MRP | OTHER | VCF02 | 14 | INR | INDIA | 2025-07-15 | Schneider Switching & Controlling Pricelist WEF 15th Jul 25 | 1238 | T075 | Description For Use with Rating in A Pole Earth Contact Auxiliary Reference Unit MRP
Schneider | Description For Use with Rating in A Pole Earth Contact Auxiliary Reference Unit MRP | OTHER | VCF02 | 117 | INR | INDIA | 2025-07-15 | Schneider Switching & Controlling Pricelist WEF 15th Jul 25 | 1241 | T075 | Description For Use with Rating in A Pole Earth Contact Auxiliary Reference Unit MRP
Schneider | Description For Use with Rating in A Pole Earth Contact Auxiliary Reference Unit MRP | OTHER | VCF02 | 220 | INR | INDIA | 2025-07-15 | Schneider Switching & Controlling Pricelist WEF 15th Jul 25 | 1242 | T075 | Description For Use with Rating in A Pole Earth Contact Auxiliary Reference Unit MRP
Schneider | Description For Use with Rating in A Pole Earth Contact Auxiliary Reference Unit MRP | OTHER | VCF20 | 14 | INR | INDIA | 2025-07-15 | Schneider Switching & Controlling Pricelist WEF 15th Jul 25 | 1238 | T075 | Description For Use with Rating in A Pole Earth Contact Auxiliary Reference Unit MRP
Schneider | Description For Use with Rating in A Pole Earth Contact Auxiliary Reference Unit MRP | OTHER | VZ01 | 1375 | INR | INDIA | 2025-07-15 | Schneider Switching & Controlling Pricelist WEF 15th Jul 25 | 1229 | T075 | Description For Use with Rating in A Pole Earth Contact Auxiliary Reference Unit MRP
Schneider | Description For Use with Rating in A Pole Earth Contact Auxiliary Reference Unit MRP | OTHER | VZ02 | 1355 | INR | INDIA | 2025-07-15 | Schneider Switching & Controlling Pricelist WEF 15th Jul 25 | 1228 | T075 | Description For Use with Rating in A Pole Earth Contact Auxiliary Reference Unit MRP
Schneider | Description | OTHER | VZ10 | 725 | INR | INDIA | 2025-07-15 | Schneider Switching & Controlling Pricelist WEF 15th Jul 25 | 1257 | T076 | Description
Schneider | Description For Use with Rating in A Pole Earth Contact Auxiliary Reference Unit MRP | OTHER | VZ11 | 1650 | INR | INDIA | 2025-07-15 | Schneider Switching & Controlling Pricelist WEF 15th Jul 25 | 1235 | T075 | Description For Use with Rating in A Pole Earth Contact Auxiliary Reference Unit MRP
Schneider | Description For Use with Rating in A Pole Earth Contact Auxiliary Reference Unit MRP | OTHER | VZ12 | 2205 | INR | INDIA | 2025-07-15 | Schneider Switching & Controlling Pricelist WEF 15th Jul 25 | 1236 | T075 | Description For Use with Rating in A Pole Earth Contact Auxiliary Reference Unit MRP
Schneider | Description For Use with Rating in A Pole Earth Contact Auxiliary Reference Unit MRP | OTHER | VZ13 | 4555 | INR | INDIA | 2025-07-15 | Schneider Switching & Controlling Pricelist WEF 15th Jul 25 | 1237 | T075 | Description For Use with Rating in A Pole Earth Contact Auxiliary Reference Unit MRP
Schneider | Description For Use with Rating in A Pole Earth Contact Auxiliary Reference Unit MRP | OTHER | VZ14 | 1620 | INR | INDIA | 2025-07-15 | Schneider Switching & Controlling Pricelist WEF 15th Jul 25 | 1238 | T075 | Description For Use with Rating in A Pole Earth Contact Auxiliary Reference Unit MRP
Schneider | Description For Use with Rating in A Pole Earth Contact Auxiliary Reference Unit MRP | OTHER | VZ15 | 1915 | INR | INDIA | 2025-07-15 | Schneider Switching & Controlling Pricelist WEF 15th Jul 25 | 1239 | T075 | Description For Use with Rating in A Pole Earth Contact Auxiliary Reference Unit MRP
Schneider | Description For Use with Rating in A Pole Earth Contact Auxiliary Reference Unit MRP | OTHER | VZ16 | 2975 | INR | INDIA | 2025-07-15 | Schneider Switching & Controlling Pricelist WEF 15th Jul 25 | 1240 | T075 | Description For Use with Rating in A Pole Earth Contact Auxiliary Reference Unit MRP
Schneider | Description | OTHER | VZ17 | 1620 | INR | INDIA | 2025-07-15 | Schneider Switching & Controlling Pricelist WEF 15th Jul 25 | 1246 | T076 | Description
Schneider | Description | OTHER | VZ17 | 32 | INR | INDIA | 2025-07-15 | Schneider Switching & Controlling Pricelist WEF 15th Jul 25 | 1250 | T076 | Description
Schneider | Description | OTHER | VZ18 | 1915 | INR | INDIA | 2025-07-15 | Schneider Switching & Controlling Pricelist WEF 15th Jul 25 | 1248 | T076 | Description
Schneider | Description | OTHER | VZ18 | 74 | INR | INDIA | 2025-07-15 | Schneider Switching & Controlling Pricelist WEF 15th Jul 25 | 1251 | T076 | Description
Schneider | Description For Use with Rating in A Pole Earth Contact Auxiliary Reference Unit MRP | OTHER | VZ20 | 1695 | INR | INDIA | 2025-07-15 | Schneider Switching & Controlling Pricelist WEF 15th Jul 25 | 1242 | T075 | Description For Use with Rating in A Pole Earth Contact Auxiliary Reference Unit MRP
Schneider | Description | OTHER | VZ26 | 480 | INR | INDIA | 2025-07-15 | Schneider Switching & Controlling Pricelist WEF 15th Jul 25 | 1254 | T076 | Description
Schneider | Description | OTHER | VZ27 | 480 | INR | INDIA | 2025-07-15 | Schneider Switching & Controlling Pricelist WEF 15th Jul 25 | 1256 | T076 | Description
Schneider | Description | OTHER | VZ28 | 810 | INR | INDIA | 2025-07-15 | Schneider Switching & Controlling Pricelist WEF 15th Jul 25 | 1258 | T076 | Description
Schneider | Description | OTHER | VZ29 | 665 | INR | INDIA | 2025-07-15 | Schneider Switching & Controlling Pricelist WEF 15th Jul 25 | 1259 | T076 | Description
Schneider | Description | OTHER | VZ30 | 1915 | INR | INDIA | 2025-07-15 | Schneider Switching & Controlling Pricelist WEF 15th Jul 25 | 1247 | T076 | Description
Schneider | Description | OTHER | VZ30 | 32 | INR | INDIA | 2025-07-15 | Schneider Switching & Controlling Pricelist WEF 15th Jul 25 | 1250 | T076 | Description
Schneider | Description | OTHER | VZ31 | 2180 | INR | INDIA | 2025-07-15 | Schneider Switching & Controlling Pricelist WEF 15th Jul 25 | 1249 | T076 | Description
Schneider | ZCT - Ground Fault Protection | OTHER | ZCT-035-Z | 7775 | INR | INDIA | 2025-07-15 | Schneider Switching & Controlling Pricelist WEF 15th Jul 25 | 1023 | T062 | ZCT - Ground Fault Protection
Schneider | ZCT - Ground Fault Protection | OTHER | ZCT-080-Z | 10475 | INR | INDIA | 2025-07-15 | Schneider Switching & Controlling Pricelist WEF 15th Jul 25 | 1024 | T062 | ZCT - Ground Fault Protection
Schneider | ZCT - Ground Fault Protection | OTHER | ZCT-120-Z | 17230 | INR | INDIA | 2025-07-15 | Schneider Switching & Controlling Pricelist WEF 15th Jul 25 | 1025 | T062 | ZCT - Ground Fault Protection

## GENERIC_MASTER
L1_Id | L1_Group_Id | L1_Line_Type | Parent_Base_L1_Id | Feature_Code | Category | Item_ProductType | GenericLevel | GenericDescriptor | SC_L1_Construction | SC_L2_Operation | SC_L3_FeatureClass | SC_L4_AccessoryClass | Requested_By_User | Status | Notes
200001 | 50001 | BASE |  |  | Motor Control | Contactor | L1 | Contactor ¦ LC1D ¦ Capacitor Duty Contactor |  |  | CAPACITOR_DUTY |  | SYSTEM | DRAFT | Auto-generated from price list; L2_SKU_Count=7
200002 | 50002 | BASE |  |  | Motor Control | Contactor | L1 | Contactor ¦ LC1D ¦ Contactors Instantaneous Auxiliary Contacts Time delay Front |  |  |  |  | SYSTEM | DRAFT | Auto-generated from price list; L2_SKU_Count=7
200003 | 50003 | BASE |  |  | Motor Control | Contactor | L1 | Contactor ¦ LC1D ¦ Description |  |  |  |  | SYSTEM | DRAFT | Auto-generated from price list; L2_SKU_Count=4
200004 | 50004 | BASE |  |  | Motor Control | Contactor | L1 | Contactor ¦ LC1D ¦ Description For use with Reference Unit MRP [`] |  |  |  |  | SYSTEM | DRAFT | Auto-generated from price list; L2_SKU_Count=5
200005 | 50005 | BASE |  |  | Motor Control | Contactor | L1 | Contactor ¦ LC1D ¦ For Contactor D115/150 |  |  |  |  | SYSTEM | DRAFT | Auto-generated from price list; L2_SKU_Count=3
200006 | 50006 | BASE |  |  | Motor Control | Contactor | L1 | Contactor ¦ LC1D ¦ For details on non standard references, technical parameters |  |  |  |  | SYSTEM | DRAFT | Auto-generated from price list; L2_SKU_Count=13
200007 | 50007 | BASE |  |  | Motor Control | Contactor | L1 | Contactor ¦ LC1D ¦ For other coil voltage ratings contactors, please contact Cu |  |  | 4_POLE_CONTROL |  | SYSTEM | DRAFT | Auto-generated from price list; L2_SKU_Count=15
200008 | 50008 | BASE |  |  | Motor Control | Contactor | L1 | Contactor ¦ LC1D ¦ Kit Comprising : |  |  |  |  | SYSTEM | DRAFT | Auto-generated from price list; L2_SKU_Count=2
200009 | 50009 | BASE |  |  | Motor Control | Contactor | L1 | Contactor ¦ LC1D ¦ LC1D09 and D12 LAD91217 7405 |  |  |  |  | SYSTEM | DRAFT | Auto-generated from price list; L2_SKU_Count=2
200010 | 50010 | BASE |  |  | Motor Control | Contactor | L1 | Contactor ¦ LC1D ¦ LC1D115A - 150A BNE EHE KUE LSE |  |  |  |  | SYSTEM | DRAFT | Auto-generated from price list; L2_SKU_Count=2
200011 | 50011 | BASE |  |  | Motor Control | Contactor | L1 | Contactor ¦ LC1D ¦ LC1D80 and D115 (3 P c) |  |  |  |  | SYSTEM | DRAFT | Auto-generated from price list; L2_SKU_Count=1
200012 | 50012 | BASE |  |  | Motor Control | Contactor | L1 | Contactor ¦ LC1D ¦ Power Contactors - Deca Model (3 Pole AC & DC Control) • Con |  |  |  |  | SYSTEM | DRAFT | Auto-generated from price list; L2_SKU_Count=14
200013 | 50013 | BASE |  |  | Motor Control | Contactor | L1 | Contactor ¦ LC1D ¦ TeSys Deca Advanced Power Contactors (4 Pole AC & DC Control |  |  | 4_POLE_CONTROL |  | SYSTEM | DRAFT | Auto-generated from price list; L2_SKU_Count=3
200014 | 50014 | BASE |  |  | Motor Control | Contactor | L1 | Contactor ¦ LC1D ¦ TeSys Deca Model Mechanical Latch Blocks |  |  |  |  | SYSTEM | DRAFT | Auto-generated from price list; L2_SKU_Count=2
200015 | 50015 | BASE |  |  | Motor Control | Contactor | L1 | Contactor ¦ LC1D ¦ TeSys Deca Power Contactors (3 Pole DC Low Consumption) Now |  |  |  |  | SYSTEM | DRAFT | Auto-generated from price list; L2_SKU_Count=9
200016 | 50016 | BASE |  |  | Motor Control | Contactor | L1 | Contactor ¦ LC1D ¦ TeSys Ultra motor starters are certiﬁed according to IEC 609 |  |  |  |  | SYSTEM | DRAFT | Auto-generated from price list; L2_SKU_Count=1
200017 | 50017 | BASE |  |  | Motor Control | Contactor | L1 | Contactor ¦ LC1D ¦ Thermal Overload Relays - Tesys K Series (Direct Mounting) E |  |  |  |  | SYSTEM | DRAFT | Auto-generated from price list; L2_SKU_Count=1
200018 | 50018 | BASE |  |  | Motor Control | Contactor | L1 | Contactor ¦ LC1D ¦ Thermal Protection Unit MRP Adjustment Range For Use With Re |  |  |  |  | SYSTEM | DRAFT | Auto-generated from price list; L2_SKU_Count=7
200019 | 50019 | BASE |  |  | Motor Control | Contactor | L1 | Contactor ¦ LC1D ¦ Type Voltage (V) 24 110 220 415 |  |  |  |  | SYSTEM | DRAFT | Auto-generated from price list; L2_SKU_Count=4
200020 | 50020 | BASE |  |  | Motor Control | Contactor | L1 | Contactor ¦ LC1E ¦ 3 Pole Accessories Compatibility 4 Pole Accessories Compatib |  |  | 4_POLE_CONTROL |  | SYSTEM | DRAFT | Auto-generated from price list; L2_SKU_Count=4
200021 | 50021 | BASE |  |  | Motor Control | Contactor | L1 | Contactor ¦ LC1E ¦ Accessories - For TeSys Contactors |  |  |  |  | SYSTEM | DRAFT | Auto-generated from price list; L2_SKU_Count=3
200022 | 50022 | BASE |  |  | Motor Control | Contactor | L1 | Contactor ¦ LC1E ¦ Control Relays - CAE, Conformance to IEC60947-5-1, CE Markin |  |  |  |  | SYSTEM | DRAFT | Auto-generated from price list; L2_SKU_Count=6
200023 | 50023 | BASE |  |  | Motor Control | Contactor | L1 | Contactor ¦ LC1E ¦ Description |  |  |  |  | SYSTEM | DRAFT | Auto-generated from price list; L2_SKU_Count=7
200024 | 50024 | BASE |  |  | Motor Control | Contactor | L1 | Contactor ¦ LC1E ¦ [Ie] Rated Operational Current Motor Power at 415V, 3Ph, Aux |  |  |  |  | SYSTEM | DRAFT | Auto-generated from price list; L2_SKU_Count=19
200025 | 50025 | BASE |  |  | Motor Control | Contactor | L1 | Contactor ¦ LC1E ¦ [Ie] Rated Operational Motor Power at 415V, 3Ph, Auxiliary C |  |  |  |  | SYSTEM | DRAFT | Auto-generated from price list; L2_SKU_Count=21
200026 | 50026 | BASE |  |  | Motor Control | Contactor | L1 | Contactor ¦ LC1E ¦ [Ie] Rated Operational Motor Power at 415V, Auxiliary Unit M |  |  |  |  | SYSTEM | DRAFT | Auto-generated from price list; L2_SKU_Count=7
200027 | 50027 | BASE |  |  | Motor Control | Contactor | L1 | Contactor ¦ LC1K ¦ *Note: For LR9D01 to LR9D32 - Terminal Block for Clip on Mou |  |  |  |  | SYSTEM | DRAFT | Auto-generated from price list; L2_SKU_Count=1
200028 | 50028 | BASE |  |  | Motor Control | Contactor | L1 | Contactor ¦ LC1K ¦ Motor Power (kW) |  |  |  |  | SYSTEM | DRAFT | Auto-generated from price list; L2_SKU_Count=8
200029 | 50029 | BASE |  |  | Motor Control | Control Relay | L1 | Control Relay ¦ LP1K ¦ *Note: For LR9D01 to LR9D32 - Terminal Block for Clip on Mou |  |  |  |  | SYSTEM | DRAFT | Auto-generated from price list; L2_SKU_Count=1
200030 | 50030 | BASE |  |  | Motor Control | Control Relay | L1 | Control Relay ¦ LP1K ¦ Motor Power (kW) |  |  |  |  | SYSTEM | DRAFT | Auto-generated from price list; L2_SKU_Count=6
200031 | 50031 | BASE |  |  | Motor Control | Overload Relay | L1 | Overload Relay ¦ EOCR ¦ Analog ECOR with Display |  |  |  |  | SYSTEM | DRAFT | Auto-generated from price list; L2_SKU_Count=12
200032 | 50032 | BASE |  |  | Other | Other | L1 | Other ¦ OTHER ¦ (1) Maximum 3 auxiliary contacts can be installed between 2 |  |  |  |  | SYSTEM | DRAFT | Auto-generated from price list; L2_SKU_Count=8
200033 | 50033 | BASE |  |  | Other | Other | L1 | Other ¦ OTHER ¦ *Note: For LR9D01 to LR9D32 - Terminal Block for Clip on Mou |  |  |  |  | SYSTEM | DRAFT | Auto-generated from price list; L2_SKU_Count=14
200034 | 50034 | BASE |  |  | Other | Other | L1 | Other ¦ OTHER ¦ -"%/tt3 GPS IBSTI FOWJSPONFOU 17 7/1 N" |  |  |  |  | SYSTEM | DRAFT | Auto-generated from price list; L2_SKU_Count=5
200035 | 50035 | BASE |  |  | Other | Other | L1 | Other ¦ OTHER ¦ 40 2NO + 2NC LC1E18008*IN 2655 2655 2655 2655 |  |  |  |  | SYSTEM | DRAFT | Auto-generated from price list; L2_SKU_Count=2
200036 | 50036 | BASE |  |  | Other | Other | L1 | Other ¦ OTHER ¦ 40 4NO LC1E18004*IN 2640 2640 2640 2640 |  |  |  |  | SYSTEM | DRAFT | Auto-generated from price list; L2_SKU_Count=3
200037 | 50037 | BASE |  |  | Other | Other | L1 | Other ¦ OTHER ¦ 50 3P 22 kW VCF3GE 11870 |  |  |  |  | SYSTEM | DRAFT | Auto-generated from price list; L2_SKU_Count=5
200038 | 50038 | BASE |  |  | Other | Other | L1 | Other ¦ OTHER ¦ 5NO CAD50* 2125 2125 2125 - CAD50** 3055 3055 3055 |  |  |  |  | SYSTEM | DRAFT | Auto-generated from price list; L2_SKU_Count=2
200039 | 50039 | BASE |  |  | Other | Other | L1 | Other ¦ OTHER ¦ Accessories |  |  |  |  | SYSTEM | DRAFT | Auto-generated from price list; L2_SKU_Count=4
200040 | 50040 | BASE |  |  | Other | Other | L1 | Other ¦ OTHER ¦ Accessories - For TeSys Contactors |  |  |  |  | SYSTEM | DRAFT | Auto-generated from price list; L2_SKU_Count=5
200041 | 50041 | BASE |  |  | Other | Other | L1 | Other ¦ OTHER ¦ Accessories for Relay |  |  |  |  | SYSTEM | DRAFT | Auto-generated from price list; L2_SKU_Count=6
200042 | 50042 | BASE |  |  | Other | Other | L1 | Other ¦ OTHER ¦ Add On Blocks |  |  |  |  | SYSTEM | DRAFT | Auto-generated from price list; L2_SKU_Count=9
200043 | 50043 | BASE |  |  | Other | Other | L1 | Other ¦ OTHER ¦ Additive limiter for increasing breaking GV1L3 7715 capacity |  |  |  |  | SYSTEM | DRAFT | Auto-generated from price list; L2_SKU_Count=2
200044 | 50044 | BASE |  |  | Other | Other | L1 | Other ¦ OTHER ¦ Breaking Capacity at 50 Hz 690 V 500 V |  |  |  |  | SYSTEM | DRAFT | Auto-generated from price list; L2_SKU_Count=9
200045 | 50045 | BASE |  |  | Other | Other | L1 | Other ¦ OTHER ¦ Contactors Instantaneous Auxiliary Contacts Time delay Front |  |  |  |  | SYSTEM | DRAFT | Auto-generated from price list; L2_SKU_Count=2
200046 | 50046 | BASE |  |  | Other | Other | L1 | Other ¦ OTHER ¦ Control Relay Accessories Compatibility |  |  |  |  | SYSTEM | DRAFT | Auto-generated from price list; L2_SKU_Count=4
200047 | 50047 | BASE |  |  | Other | Other | L1 | Other ¦ OTHER ¦ Control Relays - CAE, Conformance to IEC60947-5-1, CE Markin |  |  |  |  | SYSTEM | DRAFT | Auto-generated from price list; L2_SKU_Count=3
200048 | 50048 | BASE |  |  | Other | Other | L1 | Other ¦ OTHER ¦ Description |  |  |  |  | SYSTEM | DRAFT | Auto-generated from price list; L2_SKU_Count=37
200049 | 50049 | BASE |  |  | Other | Other | L1 | Other ¦ OTHER ¦ Description For Use with Rating in A Pole Earth Contact Auxi |  |  |  |  | SYSTEM | DRAFT | Auto-generated from price list; L2_SKU_Count=12
200050 | 50050 | BASE |  |  | Other | Other | L1 | Other ¦ OTHER ¦ Description For use With |  |  |  |  | SYSTEM | DRAFT | Auto-generated from price list; L2_SKU_Count=10
200051 | 50051 | BASE |  |  | Other | Other | L1 | Other ¦ OTHER ¦ Description For use with Reference Unit MRP [`] |  |  |  |  | SYSTEM | DRAFT | Auto-generated from price list; L2_SKU_Count=6
200052 | 50052 | BASE |  |  | Other | Other | L1 | Other ¦ OTHER ¦ Digital EOCR Without Communication Current Range=0.5A-80A Co |  |  |  |  | SYSTEM | DRAFT | Auto-generated from price list; L2_SKU_Count=8
200053 | 50053 | BASE |  |  | Other | Other | L1 | Other ¦ OTHER ¦ External CT for range extension up to 400A |  |  |  |  | SYSTEM | DRAFT | Auto-generated from price list; L2_SKU_Count=1
200054 | 50054 | BASE |  |  | Other | Other | L1 | Other ¦ OTHER ¦ For Contactor D115/150 |  |  |  |  | SYSTEM | DRAFT | Auto-generated from price list; L2_SKU_Count=3
200055 | 50055 | BASE |  |  | Other | Other | L1 | Other ¦ OTHER ¦ For details on non standard references, technical parameters |  |  |  |  | SYSTEM | DRAFT | Auto-generated from price list; L2_SKU_Count=34
200056 | 50056 | BASE |  |  | Other | Other | L1 | Other ¦ OTHER ¦ GV2P GV3P GV2ME GV4PEM LR2K LR9D LRD LR9F LR9G EOCR TeSys Ul |  |  |  |  | SYSTEM | DRAFT | Auto-generated from price list; L2_SKU_Count=3
200057 | 50057 | BASE |  |  | Other | Other | L1 | Other ¦ OTHER ¦ GVAE20 1840 |  |  |  |  | SYSTEM | DRAFT | Auto-generated from price list; L2_SKU_Count=1
200058 | 50058 | BASE |  |  | Other | Other | L1 | Other ¦ OTHER ¦ Kit Comprising : |  |  |  |  | SYSTEM | DRAFT | Auto-generated from price list; L2_SKU_Count=3
200059 | 50059 | BASE |  |  | Other | Other | L1 | Other ¦ OTHER ¦ LA1DX, DY, DZ |  |  |  |  | SYSTEM | DRAFT | Auto-generated from price list; L2_SKU_Count=1
200060 | 50060 | BASE |  |  | Other | Other | L1 | Other ¦ OTHER ¦ LC1D09 and D12 LAD91217 7405 |  |  |  |  | SYSTEM | DRAFT | Auto-generated from price list; L2_SKU_Count=2
200061 | 50061 | BASE |  |  | Other | Other | L1 | Other ¦ OTHER ¦ LC1D80 and D115 (3 P c) |  |  |  |  | SYSTEM | DRAFT | Auto-generated from price list; L2_SKU_Count=1
200062 | 50062 | BASE |  |  | Other | Other | L1 | Other ¦ OTHER ¦ Mechanical interlock between contactors (1) |  |  |  |  | SYSTEM | DRAFT | Auto-generated from price list; L2_SKU_Count=7
200063 | 50063 | BASE |  |  | Other | Other | L1 | Other ¦ OTHER ¦ Motor Power Auxiliary Contacts AC Control Reference Unit MRP |  |  |  |  | SYSTEM | DRAFT | Auto-generated from price list; L2_SKU_Count=8
200064 | 50064 | BASE |  |  | Other | Other | L1 | Other ¦ OTHER ¦ No of Poles AC Control Unit MRP [`] DC Control Unit MRP [`] |  |  |  |  | SYSTEM | DRAFT | Auto-generated from price list; L2_SKU_Count=8
200065 | 50065 | BASE |  |  | Other | Other | L1 | Other ¦ OTHER ¦ On Delay Electronic Timer |  |  |  |  | SYSTEM | DRAFT | Auto-generated from price list; L2_SKU_Count=3
200066 | 50066 | BASE |  |  | Other | Other | L1 | Other ¦ OTHER ¦ Power Contactors LC1E (3 Pole AC Control) |  |  |  |  | SYSTEM | DRAFT | Auto-generated from price list; L2_SKU_Count=1
200067 | 50067 | BASE |  |  | Other | Other | L1 | Other ¦ OTHER ¦ Product Compatibility |  |  |  |  | SYSTEM | DRAFT | Auto-generated from price list; L2_SKU_Count=14
200068 | 50068 | BASE |  |  | Other | Other | L1 | Other ¦ OTHER ¦ Side contacts 2NO LUA8E20 |  |  |  |  | SYSTEM | DRAFT | Auto-generated from price list; L2_SKU_Count=3
200069 | 50069 | BASE |  |  | Other | Other | L1 | Other ¦ OTHER ¦ TeSys Deca Model Mechanical Latch Blocks |  |  |  |  | SYSTEM | DRAFT | Auto-generated from price list; L2_SKU_Count=2
200070 | 50070 | BASE |  |  | Other | Other | L1 | Other ¦ OTHER ¦ TeSys Giga Power Contactors (3 Pole AC/DC) |  |  |  |  | SYSTEM | DRAFT | Auto-generated from price list; L2_SKU_Count=8
200071 | 50071 | BASE |  |  | Other | Other | L1 | Other ¦ OTHER ¦ TeSys Range of Products GV2P, GV4P GV3P, GV2ME GV4PEM LR2K, |  |  |  |  | SYSTEM | DRAFT | Auto-generated from price list; L2_SKU_Count=3
200072 | 50072 | BASE |  |  | Other | Other | L1 | Other ¦ OTHER ¦ TeSys T Expansion Module1, 2 Operator Control Display |  |  |  |  | SYSTEM | DRAFT | Auto-generated from price list; L2_SKU_Count=2
200073 | 50073 | BASE |  |  | Other | Other | L1 | Other ¦ OTHER ¦ TeSys Ultra motor starters are certiﬁed according to IEC 609 |  |  |  |  | SYSTEM | DRAFT | Auto-generated from price list; L2_SKU_Count=4
200074 | 50074 | BASE |  |  | Other | Other | L1 | Other ¦ OTHER ¦ Thermal Overload Relays - Tesys K Series (Direct Mounting) E |  |  |  |  | SYSTEM | DRAFT | Auto-generated from price list; L2_SKU_Count=9
200075 | 50075 | BASE |  |  | Other | Other | L1 | Other ¦ OTHER ¦ Thermal Protection Unit MRP Adjustment Range For Use With Re |  |  |  |  | SYSTEM | DRAFT | Auto-generated from price list; L2_SKU_Count=27
200076 | 50076 | BASE |  |  | Other | Other | L1 | Other ¦ OTHER ¦ Type Voltage (V) 24 110 220 415 |  |  |  |  | SYSTEM | DRAFT | Auto-generated from price list; L2_SKU_Count=3
200077 | 50077 | BASE |  |  | Other | Other | L1 | Other ¦ OTHER ¦ Unit MRP [`] Frame AC-1 Rating Power Reference Poles B7 F7 M |  |  |  |  | SYSTEM | DRAFT | Auto-generated from price list; L2_SKU_Count=1
200078 | 50078 | BASE |  |  | Other | Other | L1 | Other ¦ OTHER ¦ ZCT - Ground Fault Protection |  |  |  |  | SYSTEM | DRAFT | Auto-generated from price list; L2_SKU_Count=3
200079 | 50079 | BASE |  |  | Other | Other | L1 | Other ¦ OTHER ¦ [Ie] Rated Operational Current Motor Power at 415V, 3Ph, Aux |  |  |  |  | SYSTEM | DRAFT | Auto-generated from price list; L2_SKU_Count=2
200080 | 50080 | BASE |  |  | Other | Other | L1 | Other ¦ OTHER ¦ [Ie] Rated Operational Motor Power at 415V, 3Ph, Auxiliary C |  |  |  |  | SYSTEM | DRAFT | Auto-generated from price list; L2_SKU_Count=1
200081 | 50081 | BASE |  |  | Other | Other | L1 | Other ¦ OTHER ¦ [Ie] Rated Operational Motor Power at 415V, Auxiliary Unit M |  |  |  |  | SYSTEM | DRAFT | Auto-generated from price list; L2_SKU_Count=5
200082 | 50082 | BASE |  |  | Other | Other | L1 | Other ¦ OTHER ¦ t Suitable for Front Mounting or Base Mounting |  |  |  |  | SYSTEM | DRAFT | Auto-generated from price list; L2_SKU_Count=2
200083 | 50083 | BASE |  |  | Protection Devices | MPCB | L1 | MPCB ¦ GV ¦ 17 - 23 GV2P21 0 11010 |  |  |  |  | SYSTEM | DRAFT | Auto-generated from price list; L2_SKU_Count=4
200084 | 50084 | BASE |  |  | Protection Devices | MPCB | L1 | MPCB ¦ GV ¦ 2.5 GV2LE07 6065 |  |  |  |  | SYSTEM | DRAFT | Auto-generated from price list; L2_SKU_Count=2
200085 | 50085 | BASE |  |  | Protection Devices | MPCB | L1 | MPCB ¦ GV ¦ 25 GV2LE22 7045 |  |  |  |  | SYSTEM | DRAFT | Auto-generated from price list; L2_SKU_Count=22
200086 | 50086 | BASE |  |  | Protection Devices | MPCB | L1 | MPCB ¦ GV ¦ 62…73 GV3P73 28455 |  |  |  |  | SYSTEM | DRAFT | Auto-generated from price list; L2_SKU_Count=2
200087 | 50087 | BASE |  |  | Protection Devices | MPCB | L1 | MPCB ¦ GV ¦ 8 kA 100 kA |  |  |  |  | SYSTEM | DRAFT | Auto-generated from price list; L2_SKU_Count=3
200088 | 50088 | BASE |  |  | Protection Devices | MPCB | L1 | MPCB ¦ GV ¦ Additive limiter for increasing breaking GV1L3 7715 capacity |  |  |  |  | SYSTEM | DRAFT | Auto-generated from price list; L2_SKU_Count=6
200089 | 50089 | BASE |  |  | Protection Devices | MPCB | L1 | MPCB ¦ GV ¦ Connection block - LS1 D32 or GV2 with Contactor LC1-K or LP |  |  |  |  | SYSTEM | DRAFT | Auto-generated from price list; L2_SKU_Count=1
200090 | 50090 | BASE |  |  | Protection Devices | MPCB | L1 | MPCB ¦ GV ¦ Description For use with Reference Unit MRP [`] |  |  |  |  | SYSTEM | DRAFT | Auto-generated from price list; L2_SKU_Count=7
200091 | 50091 | BASE |  |  | Protection Devices | MPCB | L1 | MPCB ¦ GV ¦ External operator - IP54, Black GV2APN01 0 4745 |  |  |  |  | SYSTEM | DRAFT | Auto-generated from price list; L2_SKU_Count=2
200092 | 50092 | BASE |  |  | Protection Devices | MPCB | L1 | MPCB ¦ GV ¦ GV2MC02 4915 |  |  |  |  | SYSTEM | DRAFT | Auto-generated from price list; L2_SKU_Count=10
200093 | 50093 | BASE |  |  | Protection Devices | MPCB | L1 | MPCB ¦ GV ¦ GV2P GV3P GV2ME GV4PEM LR2K LR9D LRD LR9F LR9G EOCR TeSys Ul |  |  |  |  | SYSTEM | DRAFT | Auto-generated from price list; L2_SKU_Count=4
200094 | 50094 | BASE |  |  | Protection Devices | MPCB | L1 | MPCB ¦ GV ¦ GVAE20 1840 |  |  |  |  | SYSTEM | DRAFT | Auto-generated from price list; L2_SKU_Count=12
200095 | 50095 | BASE |  |  | Protection Devices | MPCB | L1 | MPCB ¦ GV ¦ Magnetic Circuit Breaker Thermal Magnetic Circuit Breaker |  |  |  |  | SYSTEM | DRAFT | Auto-generated from price list; L2_SKU_Count=17
200096 | 50096 | BASE |  |  | Protection Devices | MPCB | L1 | MPCB ¦ GV ¦ TeSys Range of Products GV2P, GV4P GV3P, GV2ME GV4PEM LR2K, |  |  |  |  | SYSTEM | DRAFT | Auto-generated from price list; L2_SKU_Count=5
200097 | 50097 | BASE |  |  | Protection Devices | MPCB | L1 | MPCB ¦ GV ¦ Thermal Protection Unit MRP Adjustment Range For Use With Re |  |  |  |  | SYSTEM | DRAFT | Auto-generated from price list; L2_SKU_Count=1
200098 | 50098 | BASE |  |  | Protection Devices | MPCB | L1 | MPCB ¦ GV ¦ Under voltage trip |  |  |  |  | SYSTEM | DRAFT | Auto-generated from price list; L2_SKU_Count=3
200099 | 50099 | BASE |  |  | Protection Devices | MPCB | L1 | MPCB ¦ GV ¦ With Rotary Handle Control |  |  |  |  | SYSTEM | DRAFT | Auto-generated from price list; L2_SKU_Count=2

## GENERIC_ATTRIBUTES
L1_Id | AttributeCode | AttributeValue | AttributeUnit | ValueType | AppliesToFeature | Source | Confidence | Notes

## SUMMARY
Metric | Value
GeneratedAt | 2025-12-26T12:33:22
L2 rows (priced) | 697
L1 BASE candidates | 99
Note | L1/L0 are candidates only; engineer to set SPEC_READY + fill KVU attributes.